## Sheet 1
Site | PM Code | PM Description | Chosen PM Name | Dataverse PM UID | Location | Location Code | PM Status
MSA-DOES | PES1001 | Backflow Prevention Valve | Backflow Prevention Valve | e9daa8c7-d7e4-ed11-8847-0022489339ad | Applecros Primary School | 1696 | ACTIVE
MSA-DOES | PES1002 | Testing & Tagging | Testing & Tagging | dba9f4c6-d7e4-ed11-8847-002248117628 | Applecros Primary School | 1696 | ACTIVE
MSA-DOES | PES1003 | Emergency & Exit Lighting | Emergency & Exit Lighting | 54cea7c8-d7e4-ed11-8847-000d3acb5309 | Applecros Primary School | 1696 | ACTIVE
MSA-DOES | PES1004 | Air Conditioning: Evaporative Cooler | Air Conditioning: Evaporative Cooler | d3a9f4c6-d7e4-ed11-8847-002248117628 | Applecros Primary School | 1696 | ACTIVE
MSA-DOES | PES1005 | SERVICE NOT REQUIRED-Fire Break - Clearing & Report | Fire Break | 65cea7c8-d7e4-ed11-8847-000d3acb5309 | Applecros Primary School | 1696 | INACTIVE
MSA-DOES | PES1006 | Ga Space Heating | Gas Space Heating | 8fdcabc5-d7e4-ed11-8847-0022481170b3 | Applecros Primary School | 1696 | ACTIVE
MSA-DOES | PES1007 | Play Ground Equipment Inc. Nature Play | Sport Court & Playground Equipment inc Natureplay | 92dcabc5-d7e4-ed11-8847-0022481170b3 | Applecros Primary School | 1696 | ACTIVE
MSA-DOES | PES1008 | Fire Extinguisher | Fire Extinguisher | 63cea7c8-d7e4-ed11-8847-000d3acb5309 | Applecros Primary School | 1696 | ACTIVE
MSA-DOES | PES1009 | Fire Blanket | Fire Blanket | f5daa8c7-d7e4-ed11-8847-0022489339ad | Applecros Primary School | 1696 | ACTIVE
MSA-DOES | PES1010 | Gutter, Downpipe & Roof | Gutters, Downpipes & Roofs | f8daa8c7-d7e4-ed11-8847-0022489339ad | Applecros Primary School | 1696 | ACTIVE
MSA-DOES | PES1011 | Residual Current Device / RCD | Residual Current Devices (RCD) | 73cea7c8-d7e4-ed11-8847-000d3acb5309 | Applecros Primary School | 1696 | ACTIVE
MSA-DOES | PES1012 | Pest Control | Pest Control | 68cea7c8-d7e4-ed11-8847-000d3acb5309 | Applecros Primary School | 1696 | ACTIVE
MSA-DOES | PES1013 | Fall Protection System | Fall Protection System | 8cdcabc5-d7e4-ed11-8847-0022481170b3 | Applecros Primary School | 1696 | ACTIVE
MSA-DOES | PES4100 | Solar Panel | Solar Electric System | 6acea7c8-d7e4-ed11-8847-000d3acb5309 | Applecros Primary School | 1696 | ACTIVE
MSA-DOES | PES5129 | INACTIVE NO ASSETS ONSITE-External Lighting Pole - Inspection & Reporting (inc Photo) | Lighting Poles: External | 69cea7c8-d7e4-ed11-8847-000d3acb5309 | Applecros Primary School | 1696 | INACTIVE
MSA-DOES | PES5348 | Tempering Valve | Tempering Valve | 74cea7c8-d7e4-ed11-8847-000d3acb5309 | Applecros Primary School | 1696 | ACTIVE
MSA-DOES | PES5349 | Thermostatic Mixing Valve | Thermostatic Mixing Valve | 12dba8c7-d7e4-ed11-8847-0022489339ad | Applecros Primary School | 1696 | ACTIVE
MSA-DOES | PES5456 | Fire Hydrant | Fire Hydrant | f3daa8c7-d7e4-ed11-8847-0022489339ad | Applecros Primary School | 1696 | ACTIVE
MSA-DOES | PES5639 | Ga Appliance | Gas Appliance | 70cea7c8-d7e4-ed11-8847-000d3acb5309 | Applecros Primary School | 1696 | ACTIVE
MSA-DOES | PES5744 | Effluent System | Sewerage Pumping Station | 55cea7c8-d7e4-ed11-8847-000d3acb5309 | Applecros Primary School | 1696 | ACTIVE
MSA-DOES | PES6108 | Fire Hydrant | Fire Hydrant | f3daa8c7-d7e4-ed11-8847-0022489339ad | Applecros Primary School | 1696 | ACTIVE
MSA-DOES | PES6109 | Fire Hydrant | Fire Hydrant | f3daa8c7-d7e4-ed11-8847-0022489339ad | Applecros Primary School | 1696 | ACTIVE
MSA-DOES | PES6375 | Boiling/Chilled Water Unit | Drinking Water Unit: Boiling / Chilled | 57cea7c8-d7e4-ed11-8847-000d3acb5309 | Applecros Primary School | 1696 | ACTIVE
MSA-DOES | PES6689 | Hot Water System: Ga & Electric | Hot Water Unit: Gas & Electric | d8a9f4c6-d7e4-ed11-8847-002248117628 | Applecros Primary School | 1696 | ACTIVE
MSA-DOES | PES1014 | Emergency & Exit Lighting | Emergency & Exit Lighting | 54cea7c8-d7e4-ed11-8847-000d3acb5309 | Applecros Senior High School | 1638 | ACTIVE
MSA-DOES | PES1015 | Backflow Prevention Valve | Backflow Prevention Valve | e9daa8c7-d7e4-ed11-8847-0022489339ad | Applecros Senior High School | 1638 | ACTIVE
MSA-DOES | PES1016 | Air Conditioning: Evaporative Cooler | Air Conditioning: Evaporative Cooler | d3a9f4c6-d7e4-ed11-8847-002248117628 | Applecros Senior High School | 1638 | ACTIVE
MSA-DOES | PES1017 | Fume Cupboard | Fume Cupboards | f7daa8c7-d7e4-ed11-8847-0022489339ad | Applecros Senior High School | 1638 | ACTIVE
MSA-DOES | PES1018 | Ga Space Heating | Gas Space Heating | 8fdcabc5-d7e4-ed11-8847-0022481170b3 | Applecros Senior High School | 1638 | ACTIVE
MSA-DOES | PES1019 | Gutter, Downpipe & Roof | Gutters, Downpipes & Roofs | f8daa8c7-d7e4-ed11-8847-0022489339ad | Applecros Senior High School | 1638 | ACTIVE
MSA-DOES | PES1020 | Irrigation: Filter | Irrigation: Bore | 8ddcabc5-d7e4-ed11-8847-0022481170b3 | Applecros Senior High School | 1638 | ACTIVE
MSA-DOES | PES1021 | Irrigation: Bore | Irrigation: Bore | 8ddcabc5-d7e4-ed11-8847-0022481170b3 | Applecros Senior High School | 1638 | ACTIVE
MSA-DOES | PES1022 | Irrigation: Iron filtration | Irrigation: Iron filtration | fedaa8c7-d7e4-ed11-8847-0022489339ad | Applecros Senior High School | 1638 | ACTIVE
MSA-DOES | PES1023 | Design & Technology: Fixed Equipment | Design & Technology: Fixed Equipment | 53cea7c8-d7e4-ed11-8847-000d3acb5309 | Applecros Senior High School | 1638 | ACTIVE
MSA-DOES | PES1024 | Residual Current Device / RCD | Residual Current Devices (RCD) | 73cea7c8-d7e4-ed11-8847-000d3acb5309 | Applecros Senior High School | 1638 | ACTIVE
MSA-DOES | PES1025 | ON HOLD Swimming Pool | Swimming Pool | 09dba8c7-d7e4-ed11-8847-0022489339ad | Applecros Senior High School | 1638 | INACTIVE
MSA-DOES | PES1026 | Testing & Tagging | Testing & Tagging | dba9f4c6-d7e4-ed11-8847-002248117628 | Applecros Senior High School | 1638 | ACTIVE
MSA-DOES | PES1027 | Fire Extinguisher | Fire Extinguisher | 63cea7c8-d7e4-ed11-8847-000d3acb5309 | Applecros Senior High School | 1638 | ACTIVE
MSA-DOES | PES1028 | Fire Hydrant | Fire Hydrant | f3daa8c7-d7e4-ed11-8847-0022489339ad | Applecros Senior High School | 1638 | ACTIVE
MSA-DOES | PES1029 | Fire Hydrant Booster Connection | Fire Hydrant Booster Connection | 5fcea7c8-d7e4-ed11-8847-000d3acb5309 | Applecros Senior High School | 1638 | ACTIVE
MSA-DOES | PES1030 | Fire Blanket | Fire Blanket | f5daa8c7-d7e4-ed11-8847-0022489339ad | Applecros Senior High School | 1638 | ACTIVE
MSA-DOES | PES1031 | Pest Control | Pest Control | 68cea7c8-d7e4-ed11-8847-000d3acb5309 | Applecros Senior High School | 1638 | ACTIVE
MSA-DOES | PES4242 | Fall Protection System | Fall Protection System | 8cdcabc5-d7e4-ed11-8847-0022481170b3 | Applecros Senior High School | 1638 | ACTIVE
MSA-DOES | PES4332 | Fire Pump: Diesel | Fire Pump: Diesel | 00dba8c7-d7e4-ed11-8847-0022489339ad | Applecros Senior High School | 1638 | ACTIVE
MSA-DOES | PES4333 | Fire Pump: Electric | Fire Pump: Electric | 89dcabc5-d7e4-ed11-8847-0022481170b3 | Applecros Senior High School | 1638 | ACTIVE
MSA-DOES | PES4336 | Lift | Lift: Passenger | 5dcea7c8-d7e4-ed11-8847-000d3acb5309 | Applecros Senior High School | 1638 | ACTIVE
MSA-DOES | PES4392 | Fire Water Storage Tank | Fire Water Storage Tank | 60cea7c8-d7e4-ed11-8847-000d3acb5309 | Applecros Senior High School | 1638 | ACTIVE
MSA-DOES | PES4501 | PAC: Retractable Seating | PAC: | ffdaa8c7-d7e4-ed11-8847-0022489339ad | Applecros Senior High School | 1638 | ACTIVE
MSA-DOES | PES4516 | PAC: Lighting System | PAC: | ffdaa8c7-d7e4-ed11-8847-0022489339ad | Applecros Senior High School | 1638 | ACTIVE
MSA-DOES | PES4565 | PAC: Curtain | PAC: | ffdaa8c7-d7e4-ed11-8847-0022489339ad | Applecros Senior High School | 1638 | ACTIVE
MSA-DOES | PES4595 | PAC: Audio System | PAC: | ffdaa8c7-d7e4-ed11-8847-0022489339ad | Applecros Senior High School | 1638 | ACTIVE
MSA-DOES | PES4619 | NO Required Duplicate of PES4619 - PAC Audio System - Inspection, Test & Report | PAC: | ffdaa8c7-d7e4-ed11-8847-0022489339ad | Applecros Senior High School | 1638 | INACTIVE
MSA-DOES | PES4624 | PAC: Hoist / Winche | PAC: Hoist / Winch | fddaa8c7-d7e4-ed11-8847-0022489339ad | Applecros Senior High School | 1638 | ACTIVE
MSA-DOES | PES4663 | Emergency Eye Wash | Emergency Eye Wash / Safety Shower | 6dcea7c8-d7e4-ed11-8847-000d3acb5309 | Applecros Senior High School | 1638 | ACTIVE
MSA-DOES | PES4672 | Fire Hydrant | Fire Hydrant | f3daa8c7-d7e4-ed11-8847-0022489339ad | Applecros Senior High School | 1638 | ACTIVE
MSA-DOES | PES5130 | Lighting Pole | Lighting Poles: External | 69cea7c8-d7e4-ed11-8847-000d3acb5309 | Applecros Senior High School | 1638 | ACTIVE
MSA-DOES | PES5228 | Extraction: Dust | Extraction System: Saw Dust | 61cea7c8-d7e4-ed11-8847-000d3acb5309 | Applecros Senior High School | 1638 | ACTIVE
MSA-DOES | PES5344 | Thermostatic Mixing Valve | Thermostatic Mixing Valve | 12dba8c7-d7e4-ed11-8847-0022489339ad | Applecros Senior High School | 1638 | ACTIVE
MSA-DOES | PES5345 | Tempering Valve | Tempering Valve | 74cea7c8-d7e4-ed11-8847-000d3acb5309 | Applecros Senior High School | 1638 | ACTIVE
MSA-DOES | PES5462 | Fire Hydrant | Fire Hydrant | f3daa8c7-d7e4-ed11-8847-0022489339ad | Applecros Senior High School | 1638 | ACTIVE
MSA-DOES | PES5463 | Fire Hydrant Booster Connection | Fire Hydrant Booster Connection | 5fcea7c8-d7e4-ed11-8847-000d3acb5309 | Applecros Senior High School | 1638 | ACTIVE
MSA-DOES | PES5640 | Ga Appliance | Gas Appliance | 70cea7c8-d7e4-ed11-8847-000d3acb5309 | Applecros Senior High School | 1638 | ACTIVE
MSA-DOES | PES5787 | Operable Wall / Door | Operable Walls | 6bcea7c8-d7e4-ed11-8847-000d3acb5309 | Applecros Senior High School | 1638 | ACTIVE
MSA-DOES | PES5960 | Dangerou Good Safety Storage Cabinet | Dangerous Goods Safety Storage Cabinets | eedaa8c7-d7e4-ed11-8847-0022489339ad | Applecros Senior High School | 1638 | ACTIVE
MSA-DOES | PES6006 | Effluent System | Sewerage Pumping Station | 55cea7c8-d7e4-ed11-8847-000d3acb5309 | Applecros Senior High School | 1638 | ACTIVE
MSA-DOES | PES6159 | Kitchen Canopy: | Kitchen Canopy: Commercial | 5bcea7c8-d7e4-ed11-8847-000d3acb5309 | Applecros Senior High School | 1638 | ACTIVE
MSA-DOES | PES6160 | Kitchen Canopy: | Kitchen Canopy: Commercial | 5bcea7c8-d7e4-ed11-8847-000d3acb5309 | Applecros Senior High School | 1638 | ACTIVE
MSA-DOES | PES6161 | Kitchen Canopy: | Kitchen Canopy: Commercial | 5bcea7c8-d7e4-ed11-8847-000d3acb5309 | Applecros Senior High School | 1638 | ACTIVE
MSA-DOES | PES6372 | Boiling/Chilled Water Unit | Drinking Water Unit: Boiling / Chilled | 57cea7c8-d7e4-ed11-8847-000d3acb5309 | Applecros Senior High School | 1638 | ACTIVE
MSA-DOES | PES6664 | Air Compressor: Receiver | Air Compressor | d1a9f4c6-d7e4-ed11-8847-002248117628 | Applecros Senior High School | 1638 | ACTIVE
MSA-DOES | PES6690 | Hot Water System: Ga & Electric | Hot Water Unit: Gas & Electric | d8a9f4c6-d7e4-ed11-8847-002248117628 | Applecros Senior High School | 1638 | ACTIVE
MSA-DOES | PES6706 | Compressor: | Air Compressor | d1a9f4c6-d7e4-ed11-8847-002248117628 | Applecros Senior High School | 1638 | ACTIVE
MSA-DOES | PES6971 | Lift: Monitoring Service | Lift: Passenger | 5dcea7c8-d7e4-ed11-8847-000d3acb5309 | Applecros Senior High School | 1638 | ACTIVE
MSA-DOES | PES1032 | Play Ground Equipment | Sport Court & Playground Equipment | 67cea7c8-d7e4-ed11-8847-000d3acb5309 | Ardros Primary School | 1697 | ACTIVE
MSA-DOES | PES1033 | Testing & Tagging | Testing & Tagging | dba9f4c6-d7e4-ed11-8847-002248117628 | Ardros Primary School | 1697 | ACTIVE
MSA-DOES | PES1034 | Backflow Prevention Valve | Backflow Prevention Valve | e9daa8c7-d7e4-ed11-8847-0022489339ad | Ardros Primary School | 1697 | ACTIVE
MSA-DOES | PES1035 | Emergency & Exit Lighting | Emergency & Exit Lighting | 54cea7c8-d7e4-ed11-8847-000d3acb5309 | Ardros Primary School | 1697 | ACTIVE
MSA-DOES | PES1036 | Air Conditioning: Evaporative Cooler | Air Conditioning: Evaporative Cooler | d3a9f4c6-d7e4-ed11-8847-002248117628 | Ardros Primary School | 1697 | ACTIVE
MSA-DOES | PES1037 | Ga Space Heating | Gas Space Heating | 8fdcabc5-d7e4-ed11-8847-0022481170b3 | Ardros Primary School | 1697 | ACTIVE
MSA-DOES | PES1038 | Gutter, Downpipe & Roof | Gutters, Downpipes & Roofs | f8daa8c7-d7e4-ed11-8847-0022489339ad | Ardros Primary School | 1697 | ACTIVE
MSA-DOES | PES1039 | NO LONGER NEEDIrrigation - Chemical and Maintenance of Dosing Plant - Inspection, Service and Report | Irrigation: Bore | 8ddcabc5-d7e4-ed11-8847-0022481170b3 | Ardros Primary School | 1697 | INACTIVE
MSA-DOES | PES1040 | Residual Current Device / RCD | Residual Current Devices (RCD) | 73cea7c8-d7e4-ed11-8847-000d3acb5309 | Ardros Primary School | 1697 | ACTIVE
MSA-DOES | PES1041 | Fire Extinguisher | Fire Extinguisher | 63cea7c8-d7e4-ed11-8847-000d3acb5309 | Ardros Primary School | 1697 | ACTIVE
MSA-DOES | PES1042 | Fire Blanket | Fire Blanket | f5daa8c7-d7e4-ed11-8847-0022489339ad | Ardros Primary School | 1697 | ACTIVE
MSA-DOES | PES1043 | Pest Control | Pest Control | 68cea7c8-d7e4-ed11-8847-000d3acb5309 | Ardros Primary School | 1697 | ACTIVE
MSA-DOES | PES1044 | Fall Protection System | Fall Protection System | 8cdcabc5-d7e4-ed11-8847-0022481170b3 | Ardros Primary School | 1697 | ACTIVE
MSA-DOES | PES4101 | Solar Panel | Solar Electric System | 6acea7c8-d7e4-ed11-8847-000d3acb5309 | Ardros Primary School | 1697 | ACTIVE
MSA-DOES | PES4379 | Thermostatic Mixing Valve | Thermostatic Mixing Valve | 12dba8c7-d7e4-ed11-8847-0022489339ad | Ardros Primary School | 1697 | ACTIVE
MSA-DOES | PES4420 | Emergency Eye Wash | Emergency Eye Wash / Safety Shower | 6dcea7c8-d7e4-ed11-8847-000d3acb5309 | Ardros Primary School | 1697 | ACTIVE
MSA-DOES | PES5131 | INACTIVE NO ASSETS ONSITE-External Lighting Pole - Inspection & Reporting (inc Photo) | Lighting Poles: External | 69cea7c8-d7e4-ed11-8847-000d3acb5309 | Ardros Primary School | 1697 | INACTIVE
MSA-DOES | PES5309 | Fire Hydrant | Fire Hydrant | f3daa8c7-d7e4-ed11-8847-0022489339ad | Ardros Primary School | 1697 | ACTIVE
MSA-DOES | PES5310 | Fire Hydrant | Fire Hydrant | f3daa8c7-d7e4-ed11-8847-0022489339ad | Ardros Primary School | 1697 | ACTIVE
MSA-DOES | PES6205 | Tempering Valve | Tempering Valve | 74cea7c8-d7e4-ed11-8847-000d3acb5309 | Ardros Primary School | 1697 | ACTIVE
MSA-DOES | PES6206 | Hot Water System: Ga & Electric | Hot Water Unit: Gas & Electric | d8a9f4c6-d7e4-ed11-8847-002248117628 | Ardros Primary School | 1697 | ACTIVE
MSA-DOES | PES6830 | Boiling/Chilled Water Unit | Drinking Water Unit: Boiling / Chilled | 57cea7c8-d7e4-ed11-8847-000d3acb5309 | Ardros Primary School | 1697 | ACTIVE
MSA-DOES | PES7146 | Ga Appliance | Gas Appliance | 70cea7c8-d7e4-ed11-8847-000d3acb5309 | Ardros Primary School | 1697 | ACTIVE
MSA-DOES | PES1045 | Backflow Prevention Valve | Backflow Prevention Valve | e9daa8c7-d7e4-ed11-8847-0022489339ad | Armadale Primary School | 2495 | ACTIVE
MSA-DOES | PES1046 | Emergency & Exit Lighting | Emergency & Exit Lighting | 54cea7c8-d7e4-ed11-8847-000d3acb5309 | Armadale Primary School | 2495 | ACTIVE
MSA-DOES | PES1047 | Air Conditioning: Evaporative Cooler | Air Conditioning: Evaporative Cooler | d3a9f4c6-d7e4-ed11-8847-002248117628 | Armadale Primary School | 2495 | ACTIVE
MSA-DOES | PES1048 | Ga Space Heating | Gas Space Heating | 8fdcabc5-d7e4-ed11-8847-0022481170b3 | Armadale Primary School | 2495 | ACTIVE
MSA-DOES | PES1049 | Gutter, Downpipe & Roof | Gutters, Downpipes & Roofs | f8daa8c7-d7e4-ed11-8847-0022489339ad | Armadale Primary School | 2495 | ACTIVE
MSA-DOES | PES1050 | Irrigation: Filter | Irrigation: Bore | 8ddcabc5-d7e4-ed11-8847-0022481170b3 | Armadale Primary School | 2495 | ACTIVE
MSA-DOES | PES1051 | Irrigation: Bore | Irrigation: Bore | 8ddcabc5-d7e4-ed11-8847-0022481170b3 | Armadale Primary School | 2495 | ACTIVE
MSA-DOES | PES1052 | Play Ground Equipment | Sport Court & Playground Equipment | 67cea7c8-d7e4-ed11-8847-000d3acb5309 | Armadale Primary School | 2495 | ACTIVE
MSA-DOES | PES1053 | Residual Current Device / RCD | Residual Current Devices (RCD) | 73cea7c8-d7e4-ed11-8847-000d3acb5309 | Armadale Primary School | 2495 | ACTIVE
MSA-DOES | PES1054 | Testing & Tagging | Testing & Tagging | dba9f4c6-d7e4-ed11-8847-002248117628 | Armadale Primary School | 2495 | ACTIVE
MSA-DOES | PES1055 | Fire Extinguisher | Fire Extinguisher | 63cea7c8-d7e4-ed11-8847-000d3acb5309 | Armadale Primary School | 2495 | ACTIVE
MSA-DOES | PES1056 | Fire Blanket | Fire Blanket | f5daa8c7-d7e4-ed11-8847-0022489339ad | Armadale Primary School | 2495 | ACTIVE
MSA-DOES | PES1057 | Pest Control | Pest Control | 68cea7c8-d7e4-ed11-8847-000d3acb5309 | Armadale Primary School | 2495 | ACTIVE
MSA-DOES | PES1058 | Fall Protection System | Fall Protection System | 8cdcabc5-d7e4-ed11-8847-0022481170b3 | Armadale Primary School | 2495 | ACTIVE
MSA-DOES | PES4102 | Solar Panel | Solar Electric System | 6acea7c8-d7e4-ed11-8847-000d3acb5309 | Armadale Primary School | 2495 | ACTIVE
MSA-DOES | PES4368 | Thermostatic Mixing Valve | Thermostatic Mixing Valve | 12dba8c7-d7e4-ed11-8847-0022489339ad | Armadale Primary School | 2495 | ACTIVE
MSA-DOES | PES4906 | Emergency Eye Wash | Emergency Eye Wash / Safety Shower | 6dcea7c8-d7e4-ed11-8847-000d3acb5309 | Armadale Primary School | 2495 | ACTIVE
MSA-DOES | PES4956 | Lighting Pole | Lighting Poles: External | 69cea7c8-d7e4-ed11-8847-000d3acb5309 | Armadale Primary School | 2495 | ACTIVE
MSA-DOES | PES5554 | Tempering Valve | Tempering Valve | 74cea7c8-d7e4-ed11-8847-000d3acb5309 | Armadale Primary School | 2495 | ACTIVE
MSA-DOES | PES5871 | Ga Appliance | Gas Appliance | 70cea7c8-d7e4-ed11-8847-000d3acb5309 | Armadale Primary School | 2495 | ACTIVE
MSA-DOES | PES6399 | Hot Water System: Ga & Electric | Hot Water Unit: Gas & Electric | d8a9f4c6-d7e4-ed11-8847-002248117628 | Armadale Primary School | 2495 | ACTIVE
MSA-DOES | PES7055 | Boiling/Chilled Water Unit | Drinking Water Unit: Boiling / Chilled | 57cea7c8-d7e4-ed11-8847-000d3acb5309 | Armadale Primary School | 2495 | ACTIVE
MSA-DOES | PES1059 | Air Compressor: Receiver | Air Compressor | d1a9f4c6-d7e4-ed11-8847-002248117628 | Armadale Senior High School | 2465 | ACTIVE
MSA-DOES | PES1060 | Backflow Prevention Valve | Backflow Prevention Valve | e9daa8c7-d7e4-ed11-8847-0022489339ad | Armadale Senior High School | 2465 | ACTIVE
MSA-DOES | PES1061 | INACTIVE WALL DECOMMISSIONED-Climbing Wall - Inspection, Service & Report | Climbing Wall / Abseiling Structure | ebdaa8c7-d7e4-ed11-8847-0022489339ad | Armadale Senior High School | 2465 | INACTIVE
MSA-DOES | PES1062 | Emergency & Exit Lighting | Emergency & Exit Lighting | 54cea7c8-d7e4-ed11-8847-000d3acb5309 | Armadale Senior High School | 2465 | ACTIVE
MSA-DOES | PES1063 | Air Conditioning: Evaporative Cooler | Air Conditioning: Evaporative Cooler | d3a9f4c6-d7e4-ed11-8847-002248117628 | Armadale Senior High School | 2465 | ACTIVE
MSA-DOES | PES1064 | Fixed Gym Equipment | Gym Equipment : Fixed | 5ecea7c8-d7e4-ed11-8847-000d3acb5309 | Armadale Senior High School | 2465 | ACTIVE
MSA-DOES | PES1065 | Fume Cupboard | Fume Cupboards | f7daa8c7-d7e4-ed11-8847-0022489339ad | Armadale Senior High School | 2465 | ACTIVE
MSA-DOES | PES1066 | Ga Space Heating | Gas Space Heating | 8fdcabc5-d7e4-ed11-8847-0022481170b3 | Armadale Senior High School | 2465 | ACTIVE
MSA-DOES | PES1067 | Gutter, Downpipe & Roof | Gutters, Downpipes & Roofs | f8daa8c7-d7e4-ed11-8847-0022489339ad | Armadale Senior High School | 2465 | ACTIVE
MSA-DOES | PES1068 | Irrigation: Filter | Irrigation: Bore | 8ddcabc5-d7e4-ed11-8847-0022481170b3 | Armadale Senior High School | 2465 | ACTIVE
MSA-DOES | PES1069 | Design & Technology: Fixed Equipment | Design & Technology: Fixed Equipment | 53cea7c8-d7e4-ed11-8847-000d3acb5309 | Armadale Senior High School | 2465 | ACTIVE
MSA-DOES | PES1070 | Mobile Work Platform | Mobile Work Platforms | 07dba8c7-d7e4-ed11-8847-0022489339ad | Armadale Senior High School | 2465 | ACTIVE
MSA-DOES | PES1071 | Residual Current Device / RCD | Residual Current Devices (RCD) | 73cea7c8-d7e4-ed11-8847-000d3acb5309 | Armadale Senior High School | 2465 | ACTIVE
MSA-DOES | PES1072 | Thermostatic Mixing Valve | Thermostatic Mixing Valve | 12dba8c7-d7e4-ed11-8847-0022489339ad | Armadale Senior High School | 2465 | ACTIVE
MSA-DOES | PES1073 | Testing & Tagging | Testing & Tagging | dba9f4c6-d7e4-ed11-8847-002248117628 | Armadale Senior High School | 2465 | ACTIVE
MSA-DOES | PES1074 | Fire Extinguisher | Fire Extinguisher | 63cea7c8-d7e4-ed11-8847-000d3acb5309 | Armadale Senior High School | 2465 | ACTIVE
MSA-DOES | PES1075 | Fire Hydrant | Fire Hydrant | f3daa8c7-d7e4-ed11-8847-0022489339ad | Armadale Senior High School | 2465 | ACTIVE
MSA-DOES | PES1076 | Fire Hose Reel | Fire Hose Reel | f4daa8c7-d7e4-ed11-8847-0022489339ad | Armadale Senior High School | 2465 | ACTIVE
MSA-DOES | PES1077 | Pest Control | Pest Control | 68cea7c8-d7e4-ed11-8847-000d3acb5309 | Armadale Senior High School | 2465 | ACTIVE
MSA-DOES | PES1078 | Fire Blanket | Fire Blanket | f5daa8c7-d7e4-ed11-8847-0022489339ad | Armadale Senior High School | 2465 | ACTIVE
MSA-DOES | PES1079 | Fall Protection System | Fall Protection System | 8cdcabc5-d7e4-ed11-8847-0022481170b3 | Armadale Senior High School | 2465 | ACTIVE
MSA-DOES | PES4103 | Solar Panel | Solar Electric System | 6acea7c8-d7e4-ed11-8847-000d3acb5309 | Armadale Senior High School | 2465 | ACTIVE
MSA-DOES | PES4427 | Emergency Eye Wash | Emergency Eye Wash / Safety Shower | 6dcea7c8-d7e4-ed11-8847-000d3acb5309 | Armadale Senior High School | 2465 | ACTIVE
MSA-DOES | PES4502 | PAC: Retractable Seating | PAC: | ffdaa8c7-d7e4-ed11-8847-0022489339ad | Armadale Senior High School | 2465 | ACTIVE
MSA-DOES | PES4517 | PAC: Lighting System | PAC: | ffdaa8c7-d7e4-ed11-8847-0022489339ad | Armadale Senior High School | 2465 | ACTIVE
MSA-DOES | PES4546 | PAC: Staging System | PAC: | ffdaa8c7-d7e4-ed11-8847-0022489339ad | Armadale Senior High School | 2465 | ACTIVE
MSA-DOES | PES4567 | PAC: Curtain | PAC: | ffdaa8c7-d7e4-ed11-8847-0022489339ad | Armadale Senior High School | 2465 | ACTIVE
MSA-DOES | PES4596 | PAC: Audio System | PAC: | ffdaa8c7-d7e4-ed11-8847-0022489339ad | Armadale Senior High School | 2465 | ACTIVE
MSA-DOES | PES4638 | PAC: Lighting Grid / Bar | PAC: | ffdaa8c7-d7e4-ed11-8847-0022489339ad | Armadale Senior High School | 2465 | ACTIVE
MSA-DOES | PES4673 | Fire Hydrant | Fire Hydrant | f3daa8c7-d7e4-ed11-8847-0022489339ad | Armadale Senior High School | 2465 | ACTIVE
MSA-DOES | PES4957 | Lighting Pole | Lighting Poles: External | 69cea7c8-d7e4-ed11-8847-000d3acb5309 | Armadale Senior High School | 2465 | ACTIVE
MSA-DOES | PES5176 | Tempering Valve | Tempering Valve | 74cea7c8-d7e4-ed11-8847-000d3acb5309 | Armadale Senior High School | 2465 | ACTIVE
MSA-DOES | PES5615 | Ga Appliance | Gas Appliance | 70cea7c8-d7e4-ed11-8847-000d3acb5309 | Armadale Senior High School | 2465 | ACTIVE
MSA-DOES | PES5754 | Fire Door & Door Set: Hinged & Pivoted | Fire Door Set: Hinged & Pivoted | 64cea7c8-d7e4-ed11-8847-000d3acb5309 | Armadale Senior High School | 2465 | ACTIVE
MSA-DOES | PES5996 | Dangerou Good Safety Storage Cabinet | Dangerous Goods Safety Storage Cabinets | eedaa8c7-d7e4-ed11-8847-0022489339ad | Armadale Senior High School | 2465 | ACTIVE
MSA-DOES | PES6255 | Effluent System: | Sewerage Pumping Station | 55cea7c8-d7e4-ed11-8847-000d3acb5309 | Armadale Senior High School | 2465 | ACTIVE
MSA-DOES | PES6441 | Hot Water System: Ga & Electric | Hot Water Unit: Gas & Electric | d8a9f4c6-d7e4-ed11-8847-002248117628 | Armadale Senior High School | 2465 | ACTIVE
MSA-DOES | PES6707 | Compressor: | Air Compressor | d1a9f4c6-d7e4-ed11-8847-002248117628 | Armadale Senior High School | 2465 | ACTIVE
MSA-DOES | PES6831 | Fire Hydrant: Overhaul | Fire Hydrant | f3daa8c7-d7e4-ed11-8847-0022489339ad | Armadale Senior High School | 2465 | ACTIVE
MSA-DOES | PES6876 | Extraction: Dust | Extraction System: Saw Dust | 61cea7c8-d7e4-ed11-8847-000d3acb5309 | Armadale Senior High School | 2465 | ACTIVE
MSA-DOES | PES6877 | Boiling/Chilled Water Unit | Drinking Water Unit: Boiling / Chilled | 57cea7c8-d7e4-ed11-8847-000d3acb5309 | Armadale Senior High School | 2465 | ACTIVE
MSA-DOES | PES7015 | Design & Technology: Reticulated Ga Welding System | Design & Technology: Reticulated Gas Welding System | 11dba8c7-d7e4-ed11-8847-0022489339ad | Armadale Senior High School | 2465 | ACTIVE
MSA-DOES | PES7190 | Sport Court Equipment | Sport Court | 94dcabc5-d7e4-ed11-8847-0022481170b3 | Armadale Senior High School | 2465 | ACTIVE
MSA-DOES | PES1080 | Backflow Prevention Valve | Backflow Prevention Valve | e9daa8c7-d7e4-ed11-8847-0022489339ad | Ashburton Drive Primary School | 2614 | ACTIVE
MSA-DOES | PES1081 | Emergency & Exit Lighting | Emergency & Exit Lighting | 54cea7c8-d7e4-ed11-8847-000d3acb5309 | Ashburton Drive Primary School | 2614 | ACTIVE
MSA-DOES | PES1082 | Air Conditioning: Evaporative Cooler | Air Conditioning: Evaporative Cooler | d3a9f4c6-d7e4-ed11-8847-002248117628 | Ashburton Drive Primary School | 2614 | ACTIVE
MSA-DOES | PES1083 | Ga Space Heating | Gas Space Heating | 8fdcabc5-d7e4-ed11-8847-0022481170b3 | Ashburton Drive Primary School | 2614 | ACTIVE
MSA-DOES | PES1084 | Gutter, Downpipe & Roof | Gutters, Downpipes & Roofs | f8daa8c7-d7e4-ed11-8847-0022489339ad | Ashburton Drive Primary School | 2614 | ACTIVE
MSA-DOES | PES1085 | Play Ground Equipment | Sport Court & Playground Equipment | 67cea7c8-d7e4-ed11-8847-000d3acb5309 | Ashburton Drive Primary School | 2614 | ACTIVE
MSA-DOES | PES1086 | Residual Current Device / RCD | Residual Current Devices (RCD) | 73cea7c8-d7e4-ed11-8847-000d3acb5309 | Ashburton Drive Primary School | 2614 | ACTIVE
MSA-DOES | PES1087 | Testing & Tagging | Testing & Tagging | dba9f4c6-d7e4-ed11-8847-002248117628 | Ashburton Drive Primary School | 2614 | ACTIVE
MSA-DOES | PES1088 | Fire Extinguisher | Fire Extinguisher | 63cea7c8-d7e4-ed11-8847-000d3acb5309 | Ashburton Drive Primary School | 2614 | ACTIVE
MSA-DOES | PES1089 | Fire Hydrant | Fire Hydrant | f3daa8c7-d7e4-ed11-8847-0022489339ad | Ashburton Drive Primary School | 2614 | ACTIVE
MSA-DOES | PES1090 | Fire Blanket | Fire Blanket | f5daa8c7-d7e4-ed11-8847-0022489339ad | Ashburton Drive Primary School | 2614 | ACTIVE
MSA-DOES | PES1091 | Pest Control | Pest Control | 68cea7c8-d7e4-ed11-8847-000d3acb5309 | Ashburton Drive Primary School | 2614 | ACTIVE
MSA-DOES | PES1092 | Fall Protection System | Fall Protection System | 8cdcabc5-d7e4-ed11-8847-0022481170b3 | Ashburton Drive Primary School | 2614 | ACTIVE
MSA-DOES | PES4355 | Thermostatic Mixing Valve | Thermostatic Mixing Valve | 12dba8c7-d7e4-ed11-8847-0022489339ad | Ashburton Drive Primary School | 2614 | ACTIVE
MSA-DOES | PES4674 | Fire Hydrant | Fire Hydrant | f3daa8c7-d7e4-ed11-8847-0022489339ad | Ashburton Drive Primary School | 2614 | ACTIVE
MSA-DOES | PES4884 | Emergency Eye Wash | Emergency Eye Wash / Safety Shower | 6dcea7c8-d7e4-ed11-8847-000d3acb5309 | Ashburton Drive Primary School | 2614 | ACTIVE
MSA-DOES | PES4958 | Lighting Pole | Lighting Poles: External | 69cea7c8-d7e4-ed11-8847-000d3acb5309 | Ashburton Drive Primary School | 2614 | ACTIVE
MSA-DOES | PES5371 | Fan: Large Diameter | Fan: Large Diameter | 5acea7c8-d7e4-ed11-8847-000d3acb5309 | Ashburton Drive Primary School | 2614 | ACTIVE
MSA-DOES | PES6163 | Hot Water System: Ga & Electric | Hot Water Unit: Gas & Electric | d8a9f4c6-d7e4-ed11-8847-002248117628 | Ashburton Drive Primary School | 2614 | ACTIVE
MSA-DOES | PES6750 | Boiling/Chilled Water Unit | Drinking Water Unit: Boiling / Chilled | 57cea7c8-d7e4-ed11-8847-000d3acb5309 | Ashburton Drive Primary School | 2614 | ACTIVE
MSA-DOES | PES7044 | Effluent System | Sewerage Pumping Station | 55cea7c8-d7e4-ed11-8847-000d3acb5309 | Ashburton Drive Primary School | 2614 | ACTIVE
MSA-DOES | PES5274 | Testing & Tagging | Testing & Tagging | dba9f4c6-d7e4-ed11-8847-002248117628 | ASPIRI PRIMARY SCHOOL | 9813 | ACTIVE
MSA-DOES | PES5278 | Air Conditioning: Evaporative Cooler | Air Conditioning: Evaporative Cooler | d3a9f4c6-d7e4-ed11-8847-002248117628 | ASPIRI PRIMARY SCHOOL | 9813 | ACTIVE
MSA-DOES | PES5282 | Emergency & Exit Lighting | Emergency & Exit Lighting | 54cea7c8-d7e4-ed11-8847-000d3acb5309 | ASPIRI PRIMARY SCHOOL | 9813 | ACTIVE
MSA-DOES | PES5286 | Residual Current Device / RCD | Residual Current Devices (RCD) | 73cea7c8-d7e4-ed11-8847-000d3acb5309 | ASPIRI PRIMARY SCHOOL | 9813 | ACTIVE
MSA-DOES | PES5290 | Backflow Prevention Valve | Backflow Prevention Valve | e9daa8c7-d7e4-ed11-8847-0022489339ad | ASPIRI PRIMARY SCHOOL | 9813 | ACTIVE
MSA-DOES | PES5294 | Play Ground Equipment | Sport Court & Playground Equipment | 67cea7c8-d7e4-ed11-8847-000d3acb5309 | ASPIRI PRIMARY SCHOOL | 9813 | ACTIVE
MSA-DOES | PES5298 | Fire Extinguisher | Fire Extinguisher | 63cea7c8-d7e4-ed11-8847-000d3acb5309 | ASPIRI PRIMARY SCHOOL | 9813 | ACTIVE
MSA-DOES | PES5302 | Fire Blanket | Fire Blanket | f5daa8c7-d7e4-ed11-8847-0022489339ad | ASPIRI PRIMARY SCHOOL | 9813 | ACTIVE
MSA-DOES | PES5306 | Fall Protection System | Fall Protection System | 8cdcabc5-d7e4-ed11-8847-0022481170b3 | ASPIRI PRIMARY SCHOOL | 9813 | ACTIVE
MSA-DOES | PES5428 | Tempering Valve | Tempering Valve | 74cea7c8-d7e4-ed11-8847-000d3acb5309 | ASPIRI PRIMARY SCHOOL | 9813 | ACTIVE
MSA-DOES | PES5429 | Thermostatic Mixing Valve | Thermostatic Mixing Valve | 12dba8c7-d7e4-ed11-8847-0022489339ad | ASPIRI PRIMARY SCHOOL | 9813 | ACTIVE
MSA-DOES | PES5430 | Emergency Eye Wash | Emergency Eye Wash / Safety Shower | 6dcea7c8-d7e4-ed11-8847-000d3acb5309 | ASPIRI PRIMARY SCHOOL | 9813 | ACTIVE
MSA-DOES | PES5488 | Gutter, Downpipe & Roof | Gutters, Downpipes & Roofs | f8daa8c7-d7e4-ed11-8847-0022489339ad | ASPIRI PRIMARY SCHOOL | 9813 | ACTIVE
MSA-DOES | PES5715 | Ga Appliance | Gas Appliance | 70cea7c8-d7e4-ed11-8847-000d3acb5309 | ASPIRI PRIMARY SCHOOL | 9813 | ACTIVE
MSA-DOES | PES5746 | Fire Hydrant | Fire Hydrant | f3daa8c7-d7e4-ed11-8847-0022489339ad | ASPIRI PRIMARY SCHOOL | 9813 | ACTIVE
MSA-DOES | PES5838 | Grease Trap: | Grease Trap: | fadaa8c7-d7e4-ed11-8847-0022489339ad | ASPIRI PRIMARY SCHOOL | 9813 | ACTIVE
MSA-DOES | PES6010 | Drinking Water Unit: Filtered | Drinking Water Unit: Boiling / Chilled | 57cea7c8-d7e4-ed11-8847-000d3acb5309 | ASPIRI PRIMARY SCHOOL | 9813 | ACTIVE
MSA-DOES | PES6295 | Hot Water System: Ga & Electric | Hot Water Unit: Gas & Electric | d8a9f4c6-d7e4-ed11-8847-002248117628 | ASPIRI PRIMARY SCHOOL | 9813 | ACTIVE
MSA-DOES | PES7151 | Fire Hydrant | Fire Hydrant | f3daa8c7-d7e4-ed11-8847-0022489339ad | ASPIRI PRIMARY SCHOOL | 9813 | ACTIVE
MSA-DOES | PES7177 | Fan: Large Diameter | Fan: Large Diameter | 5acea7c8-d7e4-ed11-8847-000d3acb5309 | ASPIRI PRIMARY SCHOOL | 9813 | ACTIVE
MSA-DOES | PES1093 | Play Ground Equipment | Sport Court & Playground Equipment | 67cea7c8-d7e4-ed11-8847-000d3acb5309 | Attadale Primary School | 1698 | ACTIVE
MSA-DOES | PES1094 | Backflow Prevention Valve | Backflow Prevention Valve | e9daa8c7-d7e4-ed11-8847-0022489339ad | Attadale Primary School | 1698 | ACTIVE
MSA-DOES | PES1095 | Emergency & Exit Lighting | Emergency & Exit Lighting | 54cea7c8-d7e4-ed11-8847-000d3acb5309 | Attadale Primary School | 1698 | ACTIVE
MSA-DOES | PES1096 | Air Conditioning: Evaporative Cooler | Air Conditioning: Evaporative Cooler | d3a9f4c6-d7e4-ed11-8847-002248117628 | Attadale Primary School | 1698 | ACTIVE
MSA-DOES | PES1097 | Ga Space Heating | Gas Space Heating | 8fdcabc5-d7e4-ed11-8847-0022481170b3 | Attadale Primary School | 1698 | ACTIVE
MSA-DOES | PES1098 | Gutter, Downpipe & Roof | Gutters, Downpipes & Roofs | f8daa8c7-d7e4-ed11-8847-0022489339ad | Attadale Primary School | 1698 | ACTIVE
MSA-DOES | PES1099 | Residual Current Device / RCD | Residual Current Devices (RCD) | 73cea7c8-d7e4-ed11-8847-000d3acb5309 | Attadale Primary School | 1698 | ACTIVE
MSA-DOES | PES1100 | Fire Extinguisher | Fire Extinguisher | 63cea7c8-d7e4-ed11-8847-000d3acb5309 | Attadale Primary School | 1698 | ACTIVE
MSA-DOES | PES1101 | Fire Blanket | Fire Blanket | f5daa8c7-d7e4-ed11-8847-0022489339ad | Attadale Primary School | 1698 | ACTIVE
MSA-DOES | PES1102 | Testing & Tagging | Testing & Tagging | dba9f4c6-d7e4-ed11-8847-002248117628 | Attadale Primary School | 1698 | ACTIVE
MSA-DOES | PES1103 | Pest Control | Pest Control | 68cea7c8-d7e4-ed11-8847-000d3acb5309 | Attadale Primary School | 1698 | ACTIVE
MSA-DOES | PES1104 | Fall Protection System | Fall Protection System | 8cdcabc5-d7e4-ed11-8847-0022481170b3 | Attadale Primary School | 1698 | ACTIVE
MSA-DOES | PES4458 | Thermostatic Mixing Valve | Thermostatic Mixing Valve | 12dba8c7-d7e4-ed11-8847-0022489339ad | Attadale Primary School | 1698 | ACTIVE
MSA-DOES | PES5132 | INACTIVE NO ASSETS ONSITE-External Lighting Pole - Inspection & Reporting (inc Photo) | Lighting Poles: External | 69cea7c8-d7e4-ed11-8847-000d3acb5309 | Attadale Primary School | 1698 | INACTIVE
MSA-DOES | PES5225 | Emergency Eye Wash | Emergency Eye Wash / Safety Shower | 6dcea7c8-d7e4-ed11-8847-000d3acb5309 | Attadale Primary School | 1698 | ACTIVE
MSA-DOES | PES5590 | Tempering Valve | Tempering Valve | 74cea7c8-d7e4-ed11-8847-000d3acb5309 | Attadale Primary School | 1698 | ACTIVE
MSA-DOES | PES6275 | Hot Water System: Ga & Electric | Hot Water Unit: Gas & Electric | d8a9f4c6-d7e4-ed11-8847-002248117628 | Attadale Primary School | 1698 | ACTIVE
MSA-DOES | PES6945 | Boiling/Chilled Water Unit | Drinking Water Unit: Boiling / Chilled | 57cea7c8-d7e4-ed11-8847-000d3acb5309 | Attadale Primary School | 1698 | ACTIVE
MSA-DOES | PES7169 | Ga Appliance | Gas Appliance | 70cea7c8-d7e4-ed11-8847-000d3acb5309 | Attadale Primary School | 1698 | ACTIVE
MSA-DOES | PES1105 | Backflow Prevention Valve | Backflow Prevention Valve | e9daa8c7-d7e4-ed11-8847-0022489339ad | Atwell College | 7323 | ACTIVE
MSA-DOES | PES1106 | Emergency & Exit Lighting | Emergency & Exit Lighting | 54cea7c8-d7e4-ed11-8847-000d3acb5309 | Atwell College | 7323 | ACTIVE
MSA-DOES | PES1107 | Gutter, Downpipe & Roof | Gutters, Downpipes & Roofs | f8daa8c7-d7e4-ed11-8847-0022489339ad | Atwell College | 7323 | ACTIVE
MSA-DOES | PES1108 | Lift | Lift: Passenger | 5dcea7c8-d7e4-ed11-8847-000d3acb5309 | Atwell College | 7323 | ACTIVE
MSA-DOES | PES1109 | Refer PM PES1108 Lift | Lift: Passenger | 5dcea7c8-d7e4-ed11-8847-000d3acb5309 | Atwell College | 7323 | INACTIVE
MSA-DOES | PES1111 | Door: Bi-Fold | Door: Bi-Fold | 87dcabc5-d7e4-ed11-8847-0022481170b3 | Atwell College | 7323 | ACTIVE
MSA-DOES | PES1112 | Residual Current Device / Pushbutton | Residual Current Devices (RCD) | 73cea7c8-d7e4-ed11-8847-000d3acb5309 | Atwell College | 7323 | ACTIVE
MSA-DOES | PES1113 | Swimming Pool | Swimming Pool | 09dba8c7-d7e4-ed11-8847-0022489339ad | Atwell College | 7323 | ACTIVE
MSA-DOES | PES1114 | Testing & Tagging | Testing & Tagging | dba9f4c6-d7e4-ed11-8847-002248117628 | Atwell College | 7323 | ACTIVE
MSA-DOES | PES1115 | Fire Extinguisher | Fire Extinguisher | 63cea7c8-d7e4-ed11-8847-000d3acb5309 | Atwell College | 7323 | ACTIVE
MSA-DOES | PES1116 | Fire Hydrant | Fire Hydrant | f3daa8c7-d7e4-ed11-8847-0022489339ad | Atwell College | 7323 | ACTIVE
MSA-DOES | PES1117 | Fire Hydrant Booster Connection | Fire Hydrant Booster Connection | 5fcea7c8-d7e4-ed11-8847-000d3acb5309 | Atwell College | 7323 | ACTIVE
MSA-DOES | PES1118 | Fire Blanket | Fire Blanket | f5daa8c7-d7e4-ed11-8847-0022489339ad | Atwell College | 7323 | ACTIVE
MSA-DOES | PES1119 | Fire Water Storage Tank | Fire Water Storage Tank | 60cea7c8-d7e4-ed11-8847-000d3acb5309 | Atwell College | 7323 | ACTIVE
MSA-DOES | PES1120 | Fire Pump: Diesel | Fire Pump: Diesel | 00dba8c7-d7e4-ed11-8847-0022489339ad | Atwell College | 7323 | ACTIVE
MSA-DOES | PES1121 | Fume Cupboard | Fume Cupboards | f7daa8c7-d7e4-ed11-8847-0022489339ad | Atwell College | 7323 | ACTIVE
MSA-DOES | PES1122 | INACTIVE AS PER MARIO RAPANARO REQUEST-Termite Inspection | Pest Control | 68cea7c8-d7e4-ed11-8847-000d3acb5309 | Atwell College | 7323 | INACTIVE
MSA-DOES | PES1123 | Fire Hydrant | Fire Hydrant | f3daa8c7-d7e4-ed11-8847-0022489339ad | Atwell College | 7323 | ACTIVE
MSA-DOES | PES1124 | Play Ground Equipment | Sport Court & Playground Equipment | 67cea7c8-d7e4-ed11-8847-000d3acb5309 | Atwell College | 7323 | ACTIVE
MSA-DOES | PES1125 | Fall Protection System | Fall Protection System | 8cdcabc5-d7e4-ed11-8847-0022481170b3 | Atwell College | 7323 | ACTIVE
MSA-DOES | PES4083 | Air Conditioning: Evaporative Cooler | Air Conditioning: Evaporative Cooler | d3a9f4c6-d7e4-ed11-8847-002248117628 | Atwell College | 7323 | ACTIVE
MSA-DOES | PES4104 | Solar Panel | Solar Electric System | 6acea7c8-d7e4-ed11-8847-000d3acb5309 | Atwell College | 7323 | ACTIVE
MSA-DOES | PES4288 | Design & Technology: Fixed Equipment | Design & Technology: Fixed Equipment | 53cea7c8-d7e4-ed11-8847-000d3acb5309 | Atwell College | 7323 | ACTIVE
MSA-DOES | PES4380 | Thermostatic Mixing Valve | Thermostatic Mixing Valve | 12dba8c7-d7e4-ed11-8847-0022489339ad | Atwell College | 7323 | ACTIVE
MSA-DOES | PES4518 | PAC: Lighting System | PAC: | ffdaa8c7-d7e4-ed11-8847-0022489339ad | Atwell College | 7323 | ACTIVE
MSA-DOES | PES4568 | PAC: Curtain | PAC: | ffdaa8c7-d7e4-ed11-8847-0022489339ad | Atwell College | 7323 | ACTIVE
MSA-DOES | PES4597 | PAC: Audio System | PAC: | ffdaa8c7-d7e4-ed11-8847-0022489339ad | Atwell College | 7323 | ACTIVE
MSA-DOES | PES4625 | PAC: Hoist / Winche | PAC: Hoist / Winch | fddaa8c7-d7e4-ed11-8847-0022489339ad | Atwell College | 7323 | ACTIVE
MSA-DOES | PES4916 | Emergency Eye Wash & Safety Shower | Emergency Eye Wash / Safety Shower | 6dcea7c8-d7e4-ed11-8847-000d3acb5309 | Atwell College | 7323 | ACTIVE
MSA-DOES | PES5090 | Lighting Pole | Lighting Poles: External | 69cea7c8-d7e4-ed11-8847-000d3acb5309 | Atwell College | 7323 | ACTIVE
MSA-DOES | PES5208 | PAC: Staging System | PAC: | ffdaa8c7-d7e4-ed11-8847-0022489339ad | Atwell College | 7323 | ACTIVE
MSA-DOES | PES5341 | Extraction: Dust | Extraction System: Saw Dust | 61cea7c8-d7e4-ed11-8847-000d3acb5309 | Atwell College | 7323 | ACTIVE
MSA-DOES | PES5412 | Lifting Equipment | Lifting Equipment: Hoist / Winch | fcdaa8c7-d7e4-ed11-8847-0022489339ad | Atwell College | 7323 | ACTIVE
MSA-DOES | PES5539 | Ga Space Heating | Gas Space Heating | 8fdcabc5-d7e4-ed11-8847-0022481170b3 | Atwell College | 7323 | ACTIVE
MSA-DOES | PES5573 | Tempering Valve | Tempering Valve | 74cea7c8-d7e4-ed11-8847-000d3acb5309 | Atwell College | 7323 | ACTIVE
MSA-DOES | PES5579 | Fire Hydrant | Fire Hydrant | f3daa8c7-d7e4-ed11-8847-0022489339ad | Atwell College | 7323 | ACTIVE
MSA-DOES | PES5586 | Fire Hydrant Booster Connection | Fire Hydrant Booster Connection | 5fcea7c8-d7e4-ed11-8847-000d3acb5309 | Atwell College | 7323 | ACTIVE
MSA-DOES | PES5885 | Ga Appliance | Gas Appliance | 70cea7c8-d7e4-ed11-8847-000d3acb5309 | Atwell College | 7323 | ACTIVE
MSA-DOES | PES5990 | Dangerou Good Safety Storage Cabinet | Dangerous Goods Safety Storage Cabinets | eedaa8c7-d7e4-ed11-8847-0022489339ad | Atwell College | 7323 | ACTIVE
MSA-DOES | PES6274 | Lift: Monitoring Service | Lift: Passenger | 5dcea7c8-d7e4-ed11-8847-000d3acb5309 | Atwell College | 7323 | ACTIVE
MSA-DOES | PES6442 | Hot Water System: Ga & Electric | Hot Water Unit: Gas & Electric | d8a9f4c6-d7e4-ed11-8847-002248117628 | Atwell College | 7323 | ACTIVE
MSA-DOES | PES6446 | CANCELLED Hot Water System: Ga & Electric | Hot Water Unit: Gas & Electric | d8a9f4c6-d7e4-ed11-8847-002248117628 | Atwell College | 7323 | INACTIVE
MSA-DOES | PES6660 | Compressor: | Air Compressor | d1a9f4c6-d7e4-ed11-8847-002248117628 | Atwell College | 7323 | ACTIVE
MSA-DOES | PES6665 | Air Compressor: Receiver | Air Compressor | d1a9f4c6-d7e4-ed11-8847-002248117628 | Atwell College | 7323 | ACTIVE
MSA-DOES | PES6887 | Boiling/Chilled Water Unit | Drinking Water Unit: Boiling / Chilled | 57cea7c8-d7e4-ed11-8847-000d3acb5309 | Atwell College | 7323 | ACTIVE
MSA-DOES | PES7033 | Design & Technology: Portable Ga Welding System | Design & Technology: Portable Gas Welding System | 8adcabc5-d7e4-ed11-8847-0022481170b3 | Atwell College | 7323 | ACTIVE
MSA-DOES | PES7136 | Climbing Wall | Climbing Wall / Abseiling Structure | ebdaa8c7-d7e4-ed11-8847-0022489339ad | Atwell College | 7323 | ACTIVE
MSA-DOES | PES1126 | Gutter, Downpipe & Roof | Gutters, Downpipes & Roofs | f8daa8c7-d7e4-ed11-8847-0022489339ad | Atwell Primary School | 6088 | ACTIVE
MSA-DOES | PES1127 | Backflow Prevention Valve | Backflow Prevention Valve | e9daa8c7-d7e4-ed11-8847-0022489339ad | Atwell Primary School | 6088 | ACTIVE
MSA-DOES | PES1128 | Emergency & Exit Lighting | Emergency & Exit Lighting | 54cea7c8-d7e4-ed11-8847-000d3acb5309 | Atwell Primary School | 6088 | ACTIVE
MSA-DOES | PES1129 | Air Conditioning: Evaporative Cooler | Air Conditioning: Evaporative Cooler | d3a9f4c6-d7e4-ed11-8847-002248117628 | Atwell Primary School | 6088 | ACTIVE
MSA-DOES | PES1130 | Ga Space Heating | Gas Space Heating | 8fdcabc5-d7e4-ed11-8847-0022481170b3 | Atwell Primary School | 6088 | ACTIVE
MSA-DOES | PES1131 | INACTIVE-Irrigation - Inspect Water Storage Tank - Inspect Bore Pump and Flow Test | Irrigation: Bore | 8ddcabc5-d7e4-ed11-8847-0022481170b3 | Atwell Primary School | 6088 | INACTIVE
MSA-DOES | PES1132 | Play Ground Equipment | Sport Court & Playground Equipment | 67cea7c8-d7e4-ed11-8847-000d3acb5309 | Atwell Primary School | 6088 | ACTIVE
MSA-DOES | PES1133 | Residual Current Device / RCD | Residual Current Devices (RCD) | 73cea7c8-d7e4-ed11-8847-000d3acb5309 | Atwell Primary School | 6088 | ACTIVE
MSA-DOES | PES1134 | Testing & Tagging | Testing & Tagging | dba9f4c6-d7e4-ed11-8847-002248117628 | Atwell Primary School | 6088 | ACTIVE
MSA-DOES | PES1135 | Fire Extinguisher | Fire Extinguisher | 63cea7c8-d7e4-ed11-8847-000d3acb5309 | Atwell Primary School | 6088 | ACTIVE
MSA-DOES | PES1136 | Fire Hydrant | Fire Hydrant | f3daa8c7-d7e4-ed11-8847-0022489339ad | Atwell Primary School | 6088 | ACTIVE
MSA-DOES | PES1137 | Fire Hose Reel | Fire Hose Reel | f4daa8c7-d7e4-ed11-8847-0022489339ad | Atwell Primary School | 6088 | ACTIVE
MSA-DOES | PES1138 | Fire Blanket | Fire Blanket | f5daa8c7-d7e4-ed11-8847-0022489339ad | Atwell Primary School | 6088 | ACTIVE
MSA-DOES | PES1139 | Pest Control | Pest Control | 68cea7c8-d7e4-ed11-8847-000d3acb5309 | Atwell Primary School | 6088 | ACTIVE
MSA-DOES | PES1140 | Fall Protection System | Fall Protection System | 8cdcabc5-d7e4-ed11-8847-0022481170b3 | Atwell Primary School | 6088 | ACTIVE
MSA-DOES | PES4675 | Fire Hydrant | Fire Hydrant | f3daa8c7-d7e4-ed11-8847-0022489339ad | Atwell Primary School | 6088 | ACTIVE
MSA-DOES | PES4937 | Emergency Eye Wash | Emergency Eye Wash / Safety Shower | 6dcea7c8-d7e4-ed11-8847-000d3acb5309 | Atwell Primary School | 6088 | ACTIVE
MSA-DOES | PES4952 | Tempering Valve | Tempering Valve | 74cea7c8-d7e4-ed11-8847-000d3acb5309 | Atwell Primary School | 6088 | ACTIVE
MSA-DOES | PES4953 | Thermostatic Mixing Valve | Thermostatic Mixing Valve | 12dba8c7-d7e4-ed11-8847-0022489339ad | Atwell Primary School | 6088 | ACTIVE
MSA-DOES | PES5091 | Lighting Pole | Lighting Poles: External | 69cea7c8-d7e4-ed11-8847-000d3acb5309 | Atwell Primary School | 6088 | ACTIVE
MSA-DOES | PES5684 | Fire Hydrant | Fire Hydrant | f3daa8c7-d7e4-ed11-8847-0022489339ad | Atwell Primary School | 6088 | ACTIVE
MSA-DOES | PES6236 | Hot Water System: Ga & Electric | Hot Water Unit: Gas & Electric | d8a9f4c6-d7e4-ed11-8847-002248117628 | Atwell Primary School | 6088 | ACTIVE
MSA-DOES | PES6862 | Boiling/Chilled Water Unit | Drinking Water Unit: Boiling / Chilled | 57cea7c8-d7e4-ed11-8847-000d3acb5309 | Atwell Primary School | 6088 | ACTIVE
MSA-DOES | PES1141 | Backflow Prevention Valve | Backflow Prevention Valve | e9daa8c7-d7e4-ed11-8847-0022489339ad | Aubin Grove Primary School | 7412 | ACTIVE
MSA-DOES | PES1142 | Emergency & Exit Lighting | Emergency & Exit Lighting | 54cea7c8-d7e4-ed11-8847-000d3acb5309 | Aubin Grove Primary School | 7412 | ACTIVE
MSA-DOES | PES1143 | Gutter, Downpipe & Roof | Gutters, Downpipes & Roofs | f8daa8c7-d7e4-ed11-8847-0022489339ad | Aubin Grove Primary School | 7412 | ACTIVE
MSA-DOES | PES1144 | Play Ground Equipment | Sport Court & Playground Equipment | 67cea7c8-d7e4-ed11-8847-000d3acb5309 | Aubin Grove Primary School | 7412 | ACTIVE
MSA-DOES | PES1145 | Testing & Tagging | Testing & Tagging | dba9f4c6-d7e4-ed11-8847-002248117628 | Aubin Grove Primary School | 7412 | ACTIVE
MSA-DOES | PES1146 | Fire Extinguisher | Fire Extinguisher | 63cea7c8-d7e4-ed11-8847-000d3acb5309 | Aubin Grove Primary School | 7412 | ACTIVE
MSA-DOES | PES1147 | Fire Hydrant | Fire Hydrant | f3daa8c7-d7e4-ed11-8847-0022489339ad | Aubin Grove Primary School | 7412 | ACTIVE
MSA-DOES | PES1148 | Fire Hydrant Booster Connection | Fire Hydrant Booster Connection | 5fcea7c8-d7e4-ed11-8847-000d3acb5309 | Aubin Grove Primary School | 7412 | ACTIVE
MSA-DOES | PES1149 | Fire Blanket | Fire Blanket | f5daa8c7-d7e4-ed11-8847-0022489339ad | Aubin Grove Primary School | 7412 | ACTIVE
MSA-DOES | PES1150 | Residual Current Device / RCD | Residual Current Devices (RCD) | 73cea7c8-d7e4-ed11-8847-000d3acb5309 | Aubin Grove Primary School | 7412 | ACTIVE
MSA-DOES | PES1151 | INACTIVE AS PER MARIO RAPANARO REQUEST-Termite Inspection | Pest Control | 68cea7c8-d7e4-ed11-8847-000d3acb5309 | Aubin Grove Primary School | 7412 | INACTIVE
MSA-DOES | PES1152 | Irrigation: Iron filtration | Irrigation: Iron filtration | fedaa8c7-d7e4-ed11-8847-0022489339ad | Aubin Grove Primary School | 7412 | ACTIVE
MSA-DOES | PES4093 | Air Conditioning: Evaporative Cooler | Air Conditioning: Evaporative Cooler | d3a9f4c6-d7e4-ed11-8847-002248117628 | Aubin Grove Primary School | 7412 | ACTIVE
MSA-DOES | PES4105 | Solar Panel | Solar Electric System | 6acea7c8-d7e4-ed11-8847-000d3acb5309 | Aubin Grove Primary School | 7412 | ACTIVE
MSA-DOES | PES4243 | Fall Protection System | Fall Protection System | 8cdcabc5-d7e4-ed11-8847-0022481170b3 | Aubin Grove Primary School | 7412 | ACTIVE
MSA-DOES | PES4325 | Grease Trap: | Grease Trap: | fadaa8c7-d7e4-ed11-8847-0022489339ad | Aubin Grove Primary School | 7412 | ACTIVE
MSA-DOES | PES4381 | Thermostatic Mixing Valve | Thermostatic Mixing Valve | 12dba8c7-d7e4-ed11-8847-0022489339ad | Aubin Grove Primary School | 7412 | ACTIVE
MSA-DOES | PES4676 | Fire Hydrant | Fire Hydrant | f3daa8c7-d7e4-ed11-8847-0022489339ad | Aubin Grove Primary School | 7412 | ACTIVE
MSA-DOES | PES5092 | Lighting Pole | Lighting Poles: External | 69cea7c8-d7e4-ed11-8847-000d3acb5309 | Aubin Grove Primary School | 7412 | ACTIVE
MSA-DOES | PES5542 | Ga Space Heating | Gas Space Heating | 8fdcabc5-d7e4-ed11-8847-0022481170b3 | Aubin Grove Primary School | 7412 | ACTIVE
MSA-DOES | PES5571 | Tempering Valve | Tempering Valve | 74cea7c8-d7e4-ed11-8847-000d3acb5309 | Aubin Grove Primary School | 7412 | ACTIVE
MSA-DOES | PES5906 | Ga Appliance | Gas Appliance | 70cea7c8-d7e4-ed11-8847-000d3acb5309 | Aubin Grove Primary School | 7412 | ACTIVE
MSA-DOES | PES6103 | Fire Hydrant | Fire Hydrant | f3daa8c7-d7e4-ed11-8847-0022489339ad | Aubin Grove Primary School | 7412 | ACTIVE
MSA-DOES | PES6167 | Fire Hydrant: Booster Connection | Fire Hydrant Booster Connection | 5fcea7c8-d7e4-ed11-8847-000d3acb5309 | Aubin Grove Primary School | 7412 | ACTIVE
MSA-DOES | PES6168 | Fire Hydrant : Hydrostatic | Fire Hydrant | f3daa8c7-d7e4-ed11-8847-0022489339ad | Aubin Grove Primary School | 7412 | ACTIVE
MSA-DOES | PES6443 | Hot Water System: Ga & Electric | Hot Water Unit: Gas & Electric | d8a9f4c6-d7e4-ed11-8847-002248117628 | Aubin Grove Primary School | 7412 | ACTIVE
MSA-DOES | PES6872 | Boiling/Chilled Water Unit | Drinking Water Unit: Boiling / Chilled | 57cea7c8-d7e4-ed11-8847-000d3acb5309 | Aubin Grove Primary School | 7412 | ACTIVE
MSA-DOES | PES5732 | Play Ground Equipment | Sport Court & Playground Equipment | 67cea7c8-d7e4-ed11-8847-000d3acb5309 | Baldivi Garden Primary School (PPP School) | 9696 | ACTIVE
MSA-DOES | PES1153 | Backflow Prevention Valve | Backflow Prevention Valve | e9daa8c7-d7e4-ed11-8847-0022489339ad | Baldivi Primary School | 1700 | ACTIVE
MSA-DOES | PES1154 | Emergency & Exit Lighting | Emergency & Exit Lighting | 54cea7c8-d7e4-ed11-8847-000d3acb5309 | Baldivi Primary School | 1700 | ACTIVE
MSA-DOES | PES1155 | Air Conditioning: Evaporative Cooler | Air Conditioning: Evaporative Cooler | d3a9f4c6-d7e4-ed11-8847-002248117628 | Baldivi Primary School | 1700 | ACTIVE
MSA-DOES | PES1156 | Fire Break | Fire Break | 65cea7c8-d7e4-ed11-8847-000d3acb5309 | Baldivi Primary School | 1700 | ACTIVE
MSA-DOES | PES1157 | Ga Space Heating | Gas Space Heating | 8fdcabc5-d7e4-ed11-8847-0022481170b3 | Baldivi Primary School | 1700 | ACTIVE
MSA-DOES | PES1158 | Gutter, Downpipe & Roof | Gutters, Downpipes & Roofs | f8daa8c7-d7e4-ed11-8847-0022489339ad | Baldivi Primary School | 1700 | ACTIVE
MSA-DOES | PES1159 | Play Ground Equipment | Sport Court & Playground Equipment | 67cea7c8-d7e4-ed11-8847-000d3acb5309 | Baldivi Primary School | 1700 | ACTIVE
MSA-DOES | PES1160 | Solar Panel | Solar Electric System | 6acea7c8-d7e4-ed11-8847-000d3acb5309 | Baldivi Primary School | 1700 | ACTIVE
MSA-DOES | PES1161 | Testing & Tagging | Testing & Tagging | dba9f4c6-d7e4-ed11-8847-002248117628 | Baldivi Primary School | 1700 | ACTIVE
MSA-DOES | PES1162 | Fire Extinguisher | Fire Extinguisher | 63cea7c8-d7e4-ed11-8847-000d3acb5309 | Baldivi Primary School | 1700 | ACTIVE
MSA-DOES | PES1163 | Fire Hydrant | Fire Hydrant | f3daa8c7-d7e4-ed11-8847-0022489339ad | Baldivi Primary School | 1700 | ACTIVE
MSA-DOES | PES1164 | Fire Hydrant Booster Connection | Fire Hydrant Booster Connection | 5fcea7c8-d7e4-ed11-8847-000d3acb5309 | Baldivi Primary School | 1700 | ACTIVE
MSA-DOES | PES1165 | Fire Hose Reel | Fire Hose Reel | f4daa8c7-d7e4-ed11-8847-0022489339ad | Baldivi Primary School | 1700 | ACTIVE
MSA-DOES | PES1166 | Fire Blanket | Fire Blanket | f5daa8c7-d7e4-ed11-8847-0022489339ad | Baldivi Primary School | 1700 | ACTIVE
MSA-DOES | PES1167 | Residual Current Device / RCD | Residual Current Devices (RCD) | 73cea7c8-d7e4-ed11-8847-000d3acb5309 | Baldivi Primary School | 1700 | ACTIVE
MSA-DOES | PES1168 | Pest Control | Pest Control | 68cea7c8-d7e4-ed11-8847-000d3acb5309 | Baldivi Primary School | 1700 | ACTIVE
MSA-DOES | PES1169 | Fall Protection System | Fall Protection System | 8cdcabc5-d7e4-ed11-8847-0022481170b3 | Baldivi Primary School | 1700 | ACTIVE
MSA-DOES | PES4354 | Thermostatic Mixing Valve | Thermostatic Mixing Valve | 12dba8c7-d7e4-ed11-8847-0022489339ad | Baldivi Primary School | 1700 | ACTIVE
MSA-DOES | PES4677 | Fire Hydrant | Fire Hydrant | f3daa8c7-d7e4-ed11-8847-0022489339ad | Baldivi Primary School | 1700 | ACTIVE
MSA-DOES | PES4889 | Emergency Eye Wash | Emergency Eye Wash / Safety Shower | 6dcea7c8-d7e4-ed11-8847-000d3acb5309 | Baldivi Primary School | 1700 | ACTIVE
MSA-DOES | PES4991 | Lighting Pole | Lighting Poles: External | 69cea7c8-d7e4-ed11-8847-000d3acb5309 | Baldivi Primary School | 1700 | ACTIVE
MSA-DOES | PES5846 | Ga Appliance | Gas Appliance | 70cea7c8-d7e4-ed11-8847-000d3acb5309 | Baldivi Primary School | 1700 | ACTIVE
MSA-DOES | PES5847 | Tempering Valve | Tempering Valve | 74cea7c8-d7e4-ed11-8847-000d3acb5309 | Baldivi Primary School | 1700 | ACTIVE
MSA-DOES | PES6249 | Fire Hydrant | Fire Hydrant | f3daa8c7-d7e4-ed11-8847-0022489339ad | Baldivi Primary School | 1700 | ACTIVE
MSA-DOES | PES6250 | Fire Hydrant: Booster Connection | Fire Hydrant Booster Connection | 5fcea7c8-d7e4-ed11-8847-000d3acb5309 | Baldivi Primary School | 1700 | ACTIVE
MSA-DOES | PES6251 | Fire Hydrant : Hydrostatic | Fire Hydrant | f3daa8c7-d7e4-ed11-8847-0022489339ad | Baldivi Primary School | 1700 | ACTIVE
MSA-DOES | PES6334 | Hot Water System: Ga & Electric | Hot Water Unit: Gas & Electric | d8a9f4c6-d7e4-ed11-8847-002248117628 | Baldivi Primary School | 1700 | ACTIVE
MSA-DOES | PES6793 | Boiling/Chilled Water Unit | Drinking Water Unit: Boiling / Chilled | 57cea7c8-d7e4-ed11-8847-000d3acb5309 | Baldivi Primary School | 1700 | ACTIVE
MSA-DOES | PES7194 | Effluent System | Sewerage Pumping Station | 55cea7c8-d7e4-ed11-8847-000d3acb5309 | Baldivi Primary School | 1700 | ACTIVE
MSA-DOES | 46757 | Fire Hydrant: Booster Connection | Fire Hydrant Booster Connection | 5fcea7c8-d7e4-ed11-8847-000d3acb5309 | Baldivi Secondary College | 8818 | ACTIVE
MSA-DOES | PES1170 | Backflow Prevention Valve | Backflow Prevention Valve | e9daa8c7-d7e4-ed11-8847-0022489339ad | Baldivi Secondary College | 8818 | ACTIVE
MSA-DOES | PES1171 | Emergency & Exit Lighting | Emergency & Exit Lighting | 54cea7c8-d7e4-ed11-8847-000d3acb5309 | Baldivi Secondary College | 8818 | ACTIVE
MSA-DOES | PES1172 | Gutter, Downpipe & Roof | Gutters, Downpipes & Roofs | f8daa8c7-d7e4-ed11-8847-0022489339ad | Baldivi Secondary College | 8818 | ACTIVE
MSA-DOES | PES1173 | Lift | Lift: Passenger | 5dcea7c8-d7e4-ed11-8847-000d3acb5309 | Baldivi Secondary College | 8818 | ACTIVE
MSA-DOES | PES1174 | Grease Trap: | Grease Trap: | fadaa8c7-d7e4-ed11-8847-0022489339ad | Baldivi Secondary College | 8818 | ACTIVE
MSA-DOES | PES1175 | Testing & Tagging | Testing & Tagging | dba9f4c6-d7e4-ed11-8847-002248117628 | Baldivi Secondary College | 8818 | ACTIVE
MSA-DOES | PES1176 | Fire Alarm System / FIP | Fire Alarm System (FIP) | f1daa8c7-d7e4-ed11-8847-0022489339ad | Baldivi Secondary College | 8818 | ACTIVE
MSA-DOES | PES1177 | Fire Extinguisher | Fire Extinguisher | 63cea7c8-d7e4-ed11-8847-000d3acb5309 | Baldivi Secondary College | 8818 | ACTIVE
MSA-DOES | PES1178 | Fire Hydrant | Fire Hydrant | f3daa8c7-d7e4-ed11-8847-0022489339ad | Baldivi Secondary College | 8818 | ACTIVE
MSA-DOES | PES1179 | Fire Hydrant Booster Connection | Fire Hydrant Booster Connection | 5fcea7c8-d7e4-ed11-8847-000d3acb5309 | Baldivi Secondary College | 8818 | ACTIVE
MSA-DOES | PES1180 | Fire Blanket | Fire Blanket | f5daa8c7-d7e4-ed11-8847-0022489339ad | Baldivi Secondary College | 8818 | ACTIVE
MSA-DOES | PES1181 | Residual Current Device / RCD | Residual Current Devices (RCD) | 73cea7c8-d7e4-ed11-8847-000d3acb5309 | Baldivi Secondary College | 8818 | ACTIVE
MSA-DOES | PES1182 | INACTIVE AS PER MARIO RAPANARO REQUEST-Termite Inspection | Pest Control | 68cea7c8-d7e4-ed11-8847-000d3acb5309 | Baldivi Secondary College | 8818 | INACTIVE
MSA-DOES | PES1183 | Irrigation: Iron filtration | Irrigation: Bore | 8ddcabc5-d7e4-ed11-8847-0022481170b3 | Baldivi Secondary College | 8818 | ACTIVE
MSA-DOES | PES1184 | Fume Cupboard | Fume Cupboards | f7daa8c7-d7e4-ed11-8847-0022489339ad | Baldivi Secondary College | 8818 | ACTIVE
MSA-DOES | PES4095 | Air Conditioning: Evaporative Cooler | Air Conditioning: Evaporative Cooler | d3a9f4c6-d7e4-ed11-8847-002248117628 | Baldivi Secondary College | 8818 | ACTIVE
MSA-DOES | PES4212 | Compressor: | Air Compressor | d1a9f4c6-d7e4-ed11-8847-002248117628 | Baldivi Secondary College | 8818 | ACTIVE
MSA-DOES | PES4244 | Fall Protection System | Fall Protection System | 8cdcabc5-d7e4-ed11-8847-0022481170b3 | Baldivi Secondary College | 8818 | ACTIVE
MSA-DOES | PES4462 | Extraction: Dust | Extraction System: Saw Dust | 61cea7c8-d7e4-ed11-8847-000d3acb5309 | Baldivi Secondary College | 8818 | ACTIVE
MSA-DOES | PES4503 | INACTIVE NO ASSETS ONSITE-PAC Retractable Seating - Inspection, Service & Report | PAC: | ffdaa8c7-d7e4-ed11-8847-0022489339ad | Baldivi Secondary College | 8818 | INACTIVE
MSA-DOES | PES4519 | PAC: Lighting System | PAC: | ffdaa8c7-d7e4-ed11-8847-0022489339ad | Baldivi Secondary College | 8818 | ACTIVE
MSA-DOES | PES4569 | PAC: Staging System | PAC: | ffdaa8c7-d7e4-ed11-8847-0022489339ad | Baldivi Secondary College | 8818 | ACTIVE
MSA-DOES | PES4598 | PAC: Audio System | PAC: | ffdaa8c7-d7e4-ed11-8847-0022489339ad | Baldivi Secondary College | 8818 | ACTIVE
MSA-DOES | PES4626 | INACTIVE NO ASSETS ONSITE-PAC Hoist/Winche - Inspection, Service & Report | PAC: Hoist / Winch | fddaa8c7-d7e4-ed11-8847-0022489339ad | Baldivi Secondary College | 8818 | INACTIVE
MSA-DOES | PES4668 | Emergency Eye Wash | Emergency Eye Wash / Safety Shower | 6dcea7c8-d7e4-ed11-8847-000d3acb5309 | Baldivi Secondary College | 8818 | ACTIVE
MSA-DOES | PES4669 | Thermostatic Mixing Valve | Thermostatic Mixing Valve | 12dba8c7-d7e4-ed11-8847-0022489339ad | Baldivi Secondary College | 8818 | ACTIVE
MSA-DOES | PES4678 | Fire Hydrant | Fire Hydrant | f3daa8c7-d7e4-ed11-8847-0022489339ad | Baldivi Secondary College | 8818 | ACTIVE
MSA-DOES | PES4992 | Lighting Pole | Lighting Poles: External | 69cea7c8-d7e4-ed11-8847-000d3acb5309 | Baldivi Secondary College | 8818 | ACTIVE
MSA-DOES | PES5347 | Tempering Valve | Tempering Valve | 74cea7c8-d7e4-ed11-8847-000d3acb5309 | Baldivi Secondary College | 8818 | ACTIVE
MSA-DOES | PES5418 | PAC: Curtain | PAC: | ffdaa8c7-d7e4-ed11-8847-0022489339ad | Baldivi Secondary College | 8818 | ACTIVE
MSA-DOES | PES5422 | Fire Emergency Warning & Intercommunication System / EWIS | Fire Emergency Warning & Intercommunications Systems (EWIS) or (OWS) | f6daa8c7-d7e4-ed11-8847-0022489339ad | Baldivi Secondary College | 8818 | ACTIVE
MSA-DOES | PES5443 | Fire Hydrant | Fire Hydrant | f3daa8c7-d7e4-ed11-8847-0022489339ad | Baldivi Secondary College | 8818 | ACTIVE
MSA-DOES | PES5544 | Ga Space Heating | Gas Space Heating | 8fdcabc5-d7e4-ed11-8847-0022481170b3 | Baldivi Secondary College | 8818 | ACTIVE
MSA-DOES | PES5641 | Ga Appliance | Gas Appliance | 70cea7c8-d7e4-ed11-8847-000d3acb5309 | Baldivi Secondary College | 8818 | ACTIVE
MSA-DOES | PES5825 | PAC: Lighting Grid / Bar | PAC: | ffdaa8c7-d7e4-ed11-8847-0022489339ad | Baldivi Secondary College | 8818 | ACTIVE
MSA-DOES | PES6020 | Dangerou Good Safety Storage Cabinet | Dangerous Goods Safety Storage Cabinets | eedaa8c7-d7e4-ed11-8847-0022489339ad | Baldivi Secondary College | 8818 | ACTIVE
MSA-DOES | PES6127 | Lift: Monitoring Service | Lift: Passenger | 5dcea7c8-d7e4-ed11-8847-000d3acb5309 | Baldivi Secondary College | 8818 | ACTIVE
MSA-DOES | PES6335 | Hot Water System: Ga & Electric | Hot Water Unit: Gas & Electric | d8a9f4c6-d7e4-ed11-8847-002248117628 | Baldivi Secondary College | 8818 | ACTIVE
MSA-DOES | PES6397 | Boiling/Chilled Water Unit | Drinking Water Unit: Boiling / Chilled | 57cea7c8-d7e4-ed11-8847-000d3acb5309 | Baldivi Secondary College | 8818 | ACTIVE
MSA-DOES | PES7031 | Design & Technology: Portable Ga Welding System | Design & Technology: Portable Gas Welding System | 8adcabc5-d7e4-ed11-8847-0022481170b3 | Baldivi Secondary College | 8818 | ACTIVE
MSA-DOES | PES7160 | Fire Hydrant : Hydrostatic | Fire Hydrant | f3daa8c7-d7e4-ed11-8847-0022489339ad | Baldivi Secondary College | 8818 | ACTIVE
MSA-DOES | PES7184 | Design & Technology: Fixed Equipment | Design & Technology: Fixed Equipment | 53cea7c8-d7e4-ed11-8847-000d3acb5309 | Baldivi Secondary College | 8818 | ACTIVE
MSA-DOES | PES1185 | Backflow Prevention Valve | Backflow Prevention Valve | e9daa8c7-d7e4-ed11-8847-0022489339ad | Banksia Park Primary School | 4377 | ACTIVE
MSA-DOES | PES1186 | Emergency & Exit Lighting | Emergency & Exit Lighting | 54cea7c8-d7e4-ed11-8847-000d3acb5309 | Banksia Park Primary School | 4377 | ACTIVE
MSA-DOES | PES1187 | Air Conditioning: Evaporative Cooler | Air Conditioning: Evaporative Cooler | d3a9f4c6-d7e4-ed11-8847-002248117628 | Banksia Park Primary School | 4377 | ACTIVE
MSA-DOES | PES1188 | Fire Break | Fire Break | 65cea7c8-d7e4-ed11-8847-000d3acb5309 | Banksia Park Primary School | 4377 | ACTIVE
MSA-DOES | PES1189 | Ga Space Heating | Gas Space Heating | 8fdcabc5-d7e4-ed11-8847-0022481170b3 | Banksia Park Primary School | 4377 | ACTIVE
MSA-DOES | PES1190 | Gutter, Downpipe & Roof | Gutters, Downpipes & Roofs | f8daa8c7-d7e4-ed11-8847-0022489339ad | Banksia Park Primary School | 4377 | ACTIVE
MSA-DOES | PES1191 | Play Ground Equipment | Sport Court & Playground Equipment | 67cea7c8-d7e4-ed11-8847-000d3acb5309 | Banksia Park Primary School | 4377 | ACTIVE
MSA-DOES | PES1192 | Residual Current Device / RCD | Residual Current Devices (RCD) | 73cea7c8-d7e4-ed11-8847-000d3acb5309 | Banksia Park Primary School | 4377 | ACTIVE
MSA-DOES | PES1193 | Testing & Tagging | Testing & Tagging | dba9f4c6-d7e4-ed11-8847-002248117628 | Banksia Park Primary School | 4377 | ACTIVE
MSA-DOES | PES1194 | Fire Extinguisher | Fire Extinguisher | 63cea7c8-d7e4-ed11-8847-000d3acb5309 | Banksia Park Primary School | 4377 | ACTIVE
MSA-DOES | PES1195 | Fire Hydrant | Fire Hydrant | f3daa8c7-d7e4-ed11-8847-0022489339ad | Banksia Park Primary School | 4377 | ACTIVE
MSA-DOES | PES1196 | Fire Blanket | Fire Blanket | f5daa8c7-d7e4-ed11-8847-0022489339ad | Banksia Park Primary School | 4377 | ACTIVE
MSA-DOES | PES1197 | Pest Control | Pest Control | 68cea7c8-d7e4-ed11-8847-000d3acb5309 | Banksia Park Primary School | 4377 | ACTIVE
MSA-DOES | PES1198 | Fall Protection System | Fall Protection System | 8cdcabc5-d7e4-ed11-8847-0022481170b3 | Banksia Park Primary School | 4377 | ACTIVE
MSA-DOES | PES4106 | Solar Panel | Solar Electric System | 6acea7c8-d7e4-ed11-8847-000d3acb5309 | Banksia Park Primary School | 4377 | ACTIVE
MSA-DOES | PES4679 | Fire Hydrant | Fire Hydrant | f3daa8c7-d7e4-ed11-8847-0022489339ad | Banksia Park Primary School | 4377 | ACTIVE
MSA-DOES | PES4901 | Thermostatic Mixing Valve | Thermostatic Mixing Valve | 12dba8c7-d7e4-ed11-8847-0022489339ad | Banksia Park Primary School | 4377 | ACTIVE
MSA-DOES | PES5093 | Lighting Pole | Lighting Poles: External | 69cea7c8-d7e4-ed11-8847-000d3acb5309 | Banksia Park Primary School | 4377 | ACTIVE
MSA-DOES | PES5844 | Tempering Valve | Tempering Valve | 74cea7c8-d7e4-ed11-8847-000d3acb5309 | Banksia Park Primary School | 4377 | ACTIVE
MSA-DOES | PES6180 | Hot Water System: Ga & Electric | Hot Water Unit: Gas & Electric | d8a9f4c6-d7e4-ed11-8847-002248117628 | Banksia Park Primary School | 4377 | ACTIVE
MSA-DOES | PES6484 | Fire Hydrant: Overhaul | Fire Hydrant | f3daa8c7-d7e4-ed11-8847-0022489339ad | Banksia Park Primary School | 4377 | ACTIVE
MSA-DOES | PES6745 | Boiling/Chilled Water Unit | Drinking Water Unit: Boiling / Chilled | 57cea7c8-d7e4-ed11-8847-000d3acb5309 | Banksia Park Primary School | 4377 | ACTIVE
MSA-DOES | PES1199 | Backflow Prevention Valve | Backflow Prevention Valve | e9daa8c7-d7e4-ed11-8847-0022489339ad | Bannister Creek Primary School | 8644 | ACTIVE
MSA-DOES | PES1200 | Emergency & Exit Lighting | Emergency & Exit Lighting | 54cea7c8-d7e4-ed11-8847-000d3acb5309 | Bannister Creek Primary School | 8644 | ACTIVE
MSA-DOES | PES1201 | Ga Space Heating | Gas Space Heating | 8fdcabc5-d7e4-ed11-8847-0022481170b3 | Bannister Creek Primary School | 8644 | ACTIVE
MSA-DOES | PES1202 | Gutter, Downpipe & Roof | Gutters, Downpipes & Roofs | f8daa8c7-d7e4-ed11-8847-0022489339ad | Bannister Creek Primary School | 8644 | ACTIVE
MSA-DOES | PES1203 | Play Ground Equipment Inc. Nature Play | Sport Court & Playground Equipment inc Natureplay | 92dcabc5-d7e4-ed11-8847-0022481170b3 | Bannister Creek Primary School | 8644 | ACTIVE
MSA-DOES | PES1204 | Residual Current Device / RCD | Residual Current Devices (RCD) | 73cea7c8-d7e4-ed11-8847-000d3acb5309 | Bannister Creek Primary School | 8644 | ACTIVE
MSA-DOES | PES1205 | Testing & Tagging | Testing & Tagging | dba9f4c6-d7e4-ed11-8847-002248117628 | Bannister Creek Primary School | 8644 | ACTIVE
MSA-DOES | PES1206 | Fire Extinguisher | Fire Extinguisher | 63cea7c8-d7e4-ed11-8847-000d3acb5309 | Bannister Creek Primary School | 8644 | ACTIVE
MSA-DOES | PES1207 | Fire Hydrant | Fire Hydrant | f3daa8c7-d7e4-ed11-8847-0022489339ad | Bannister Creek Primary School | 8644 | ACTIVE
MSA-DOES | PES1208 | Fire Blanket | Fire Blanket | f5daa8c7-d7e4-ed11-8847-0022489339ad | Bannister Creek Primary School | 8644 | ACTIVE
MSA-DOES | PES1209 | Pest Control | Pest Control | 68cea7c8-d7e4-ed11-8847-000d3acb5309 | Bannister Creek Primary School | 8644 | ACTIVE
MSA-DOES | PES1210 | Fall Protection System | Fall Protection System | 8cdcabc5-d7e4-ed11-8847-0022481170b3 | Bannister Creek Primary School | 8644 | ACTIVE
MSA-DOES | PES4096 | Air Conditioning: Evaporative Cooler | Air Conditioning: Evaporative Cooler | d3a9f4c6-d7e4-ed11-8847-002248117628 | Bannister Creek Primary School | 8644 | ACTIVE
MSA-DOES | PES4107 | Solar Panel | Solar Electric System | 6acea7c8-d7e4-ed11-8847-000d3acb5309 | Bannister Creek Primary School | 8644 | ACTIVE
MSA-DOES | PES4457 | Thermostatic Mixing Valve | Thermostatic Mixing Valve | 12dba8c7-d7e4-ed11-8847-0022489339ad | Bannister Creek Primary School | 8644 | ACTIVE
MSA-DOES | PES4680 | Fire Hydrant | Fire Hydrant | f3daa8c7-d7e4-ed11-8847-0022489339ad | Bannister Creek Primary School | 8644 | ACTIVE
MSA-DOES | PES5094 | Lighting Pole | Lighting Poles: External | 69cea7c8-d7e4-ed11-8847-000d3acb5309 | Bannister Creek Primary School | 8644 | ACTIVE
MSA-DOES | PES5593 | Tempering Valve | Tempering Valve | 74cea7c8-d7e4-ed11-8847-000d3acb5309 | Bannister Creek Primary School | 8644 | ACTIVE
MSA-DOES | PES5915 | Ga Appliance | Gas Appliance | 70cea7c8-d7e4-ed11-8847-000d3acb5309 | Bannister Creek Primary School | 8644 | ACTIVE
MSA-DOES | PES6522 | Hot Water System: Ga & Electric | Hot Water Unit: Gas & Electric | d8a9f4c6-d7e4-ed11-8847-002248117628 | Bannister Creek Primary School | 8644 | ACTIVE
MSA-DOES | PES6942 | Boiling/Chilled Water Unit | Drinking Water Unit: Boiling / Chilled | 57cea7c8-d7e4-ed11-8847-000d3acb5309 | Bannister Creek Primary School | 8644 | ACTIVE
MSA-DOES | PES1211 | Backflow Prevention Valve | Backflow Prevention Valve | e9daa8c7-d7e4-ed11-8847-0022489339ad | Bateman Primary School | 1812 | ACTIVE
MSA-DOES | PES1212 | Emergency & Exit Lighting | Emergency & Exit Lighting | 54cea7c8-d7e4-ed11-8847-000d3acb5309 | Bateman Primary School | 1812 | ACTIVE
MSA-DOES | PES1213 | Air Conditioning: Evaporative Cooler | Air Conditioning: Evaporative Cooler | d3a9f4c6-d7e4-ed11-8847-002248117628 | Bateman Primary School | 1812 | ACTIVE
MSA-DOES | PES1214 | INACTIVE SERVICE NOT REQUIRED-Fire Break - Clearing & Report | Fire Break | 65cea7c8-d7e4-ed11-8847-000d3acb5309 | Bateman Primary School | 1812 | INACTIVE
MSA-DOES | PES1215 | Ga Space Heating | Gas Space Heating | 8fdcabc5-d7e4-ed11-8847-0022481170b3 | Bateman Primary School | 1812 | ACTIVE
MSA-DOES | PES1216 | Gutter, Downpipe & Roof | Gutters, Downpipes & Roofs | f8daa8c7-d7e4-ed11-8847-0022489339ad | Bateman Primary School | 1812 | ACTIVE
MSA-DOES | PES1217 | Play Ground Equipment | Sport Court & Playground Equipment | 67cea7c8-d7e4-ed11-8847-000d3acb5309 | Bateman Primary School | 1812 | ACTIVE
MSA-DOES | PES1218 | Residual Current Device / RCD | Residual Current Devices (RCD) | 73cea7c8-d7e4-ed11-8847-000d3acb5309 | Bateman Primary School | 1812 | ACTIVE
MSA-DOES | PES1219 | Testing & Tagging | Testing & Tagging | dba9f4c6-d7e4-ed11-8847-002248117628 | Bateman Primary School | 1812 | ACTIVE
MSA-DOES | PES1220 | Fire Extinguisher | Fire Extinguisher | 63cea7c8-d7e4-ed11-8847-000d3acb5309 | Bateman Primary School | 1812 | ACTIVE
MSA-DOES | PES1221 | Fire Blanket | Fire Blanket | f5daa8c7-d7e4-ed11-8847-0022489339ad | Bateman Primary School | 1812 | ACTIVE
MSA-DOES | PES1222 | Pest Control | Pest Control | 68cea7c8-d7e4-ed11-8847-000d3acb5309 | Bateman Primary School | 1812 | ACTIVE
MSA-DOES | PES1223 | Fall Protection System | Fall Protection System | 8cdcabc5-d7e4-ed11-8847-0022481170b3 | Bateman Primary School | 1812 | ACTIVE
MSA-DOES | PES4108 | Solar Panel | Solar Electric System | 6acea7c8-d7e4-ed11-8847-000d3acb5309 | Bateman Primary School | 1812 | ACTIVE
MSA-DOES | PES4377 | Thermostatic Mixing Valve | Thermostatic Mixing Valve | 12dba8c7-d7e4-ed11-8847-0022489339ad | Bateman Primary School | 1812 | ACTIVE
MSA-DOES | PES4938 | Emergency Eye Wash | Emergency Eye Wash / Safety Shower | 6dcea7c8-d7e4-ed11-8847-000d3acb5309 | Bateman Primary School | 1812 | ACTIVE
MSA-DOES | PES5133 | Lighting Pole | Lighting Poles: External | 69cea7c8-d7e4-ed11-8847-000d3acb5309 | Bateman Primary School | 1812 | ACTIVE
MSA-DOES | PES5357 | Pest Control | Pest Control | 68cea7c8-d7e4-ed11-8847-000d3acb5309 | Bateman Primary School | 1812 | ACTIVE
MSA-DOES | PES5362 | DUPLICATE PM-Thermal Termite Imaging - Inspection & Imaging Report | Pest Control | 68cea7c8-d7e4-ed11-8847-000d3acb5309 | Bateman Primary School | 1812 | INACTIVE
MSA-DOES | PES5929 | Ga Appliance | Gas Appliance | 70cea7c8-d7e4-ed11-8847-000d3acb5309 | Bateman Primary School | 1812 | INACTIVE
MSA-DOES | PES6444 | Hot Water System: Ga & Electric | Hot Water Unit: Gas & Electric | d8a9f4c6-d7e4-ed11-8847-002248117628 | Bateman Primary School | 1812 | ACTIVE
MSA-DOES | PES6878 | Boiling/Chilled Water Unit | Drinking Water Unit: Boiling / Chilled | 57cea7c8-d7e4-ed11-8847-000d3acb5309 | Bateman Primary School | 1812 | ACTIVE
MSA-DOES | PES1224 | Play Ground Equipment Inc. Nature Play | Sport Court & Playground Equipment inc Natureplay | 92dcabc5-d7e4-ed11-8847-0022481170b3 | Beaconsfield Primary School incl. Rottnest Annexe | 1702 | ACTIVE
MSA-DOES | PES1225 | Testing & Tagging | Testing & Tagging | dba9f4c6-d7e4-ed11-8847-002248117628 | Beaconsfield Primary School incl. Rottnest Annexe | 1702 | ACTIVE
MSA-DOES | PES1226 | Backflow Prevention Valve | Backflow Prevention Valve | e9daa8c7-d7e4-ed11-8847-0022489339ad | Beaconsfield Primary School incl. Rottnest Annexe | 1702 | ACTIVE
MSA-DOES | PES1227 | Emergency & Exit Lighting | Emergency & Exit Lighting | 54cea7c8-d7e4-ed11-8847-000d3acb5309 | Beaconsfield Primary School incl. Rottnest Annexe | 1702 | ACTIVE
MSA-DOES | PES1228 | Air Conditioning: Evaporative Cooler | Air Conditioning: Evaporative Cooler | d3a9f4c6-d7e4-ed11-8847-002248117628 | Beaconsfield Primary School incl. Rottnest Annexe | 1702 | ACTIVE
MSA-DOES | PES1229 | SERVICE NOT REQUIRED-Fire Break - Clearing & Report | Fire Break | 65cea7c8-d7e4-ed11-8847-000d3acb5309 | Beaconsfield Primary School incl. Rottnest Annexe | 1702 | INACTIVE
MSA-DOES | PES1230 | Ga Space Heating | Gas Space Heating | 8fdcabc5-d7e4-ed11-8847-0022481170b3 | Beaconsfield Primary School incl. Rottnest Annexe | 1702 | ACTIVE
MSA-DOES | PES1231 | Gutter, Downpipe & Roof | Gutters, Downpipes & Roofs | f8daa8c7-d7e4-ed11-8847-0022489339ad | Beaconsfield Primary School incl. Rottnest Annexe | 1702 | ACTIVE
MSA-DOES | PES1232 | Residual Current Device / RCD | Residual Current Devices (RCD) | 73cea7c8-d7e4-ed11-8847-000d3acb5309 | Beaconsfield Primary School incl. Rottnest Annexe | 1702 | ACTIVE
MSA-DOES | PES1233 | Fire Extinguisher | Fire Extinguisher | 63cea7c8-d7e4-ed11-8847-000d3acb5309 | Beaconsfield Primary School incl. Rottnest Annexe | 1702 | ACTIVE
MSA-DOES | PES1234 | Fire Blanket | Fire Blanket | f5daa8c7-d7e4-ed11-8847-0022489339ad | Beaconsfield Primary School incl. Rottnest Annexe | 1702 | ACTIVE
MSA-DOES | PES1235 | Pest Control | Pest Control | 68cea7c8-d7e4-ed11-8847-000d3acb5309 | Beaconsfield Primary School incl. Rottnest Annexe | 1702 | ACTIVE
MSA-DOES | PES1236 | Fall Protection System | Fall Protection System | 8cdcabc5-d7e4-ed11-8847-0022481170b3 | Beaconsfield Primary School incl. Rottnest Annexe | 1702 | ACTIVE
MSA-DOES | PES4109 | Solar Panel | Solar Electric System | 6acea7c8-d7e4-ed11-8847-000d3acb5309 | Beaconsfield Primary School incl. Rottnest Annexe | 1702 | ACTIVE
MSA-DOES | PES4385 | Thermostatic Mixing Valve | Thermostatic Mixing Valve | 12dba8c7-d7e4-ed11-8847-0022489339ad | Beaconsfield Primary School incl. Rottnest Annexe | 1702 | ACTIVE
MSA-DOES | PES4417 | Emergency Eye Wash | Emergency Eye Wash / Safety Shower | 6dcea7c8-d7e4-ed11-8847-000d3acb5309 | Beaconsfield Primary School incl. Rottnest Annexe | 1702 | ACTIVE
MSA-DOES | PES5134 | Lighting Pole | Lighting Poles: External | 69cea7c8-d7e4-ed11-8847-000d3acb5309 | Beaconsfield Primary School incl. Rottnest Annexe | 1702 | ACTIVE
MSA-DOES | PES6242 | Hot Water System: Ga & Electric | Hot Water Unit: Gas & Electric | d8a9f4c6-d7e4-ed11-8847-002248117628 | Beaconsfield Primary School incl. Rottnest Annexe | 1702 | ACTIVE
MSA-DOES | PES6888 | Tempering Valve | Tempering Valve | 74cea7c8-d7e4-ed11-8847-000d3acb5309 | Beaconsfield Primary School incl. Rottnest Annexe | 1702 | ACTIVE
MSA-DOES | PES6889 | Boiling/Chilled Water Unit | Drinking Water Unit: Boiling / Chilled | 57cea7c8-d7e4-ed11-8847-000d3acb5309 | Beaconsfield Primary School incl. Rottnest Annexe | 1702 | ACTIVE
MSA-DOES | PES1237 | NO LONGER DoE SITE - Gutter - Inspection & Cleaning | Gutters, Downpipes & Roofs | f8daa8c7-d7e4-ed11-8847-0022489339ad | Beckenham Pre Primary Centre | 2624 | INACTIVE
MSA-DOES | PES1238 | NO LONGER DoE SITE - Play Ground Equipment - Inspection, Service & Report | Sport Court & Playground Equipment | 67cea7c8-d7e4-ed11-8847-000d3acb5309 | Beckenham Pre Primary Centre | 2624 | INACTIVE
MSA-DOES | PES4245 | NO LONGER DoE SITE - Fall Protection System - Inspection, Test & Re-Certification | Fall Protection System | 8cdcabc5-d7e4-ed11-8847-0022481170b3 | Beckenham Pre Primary Centre | 2624 | INACTIVE
MSA-DOES | PES1239 | Backflow Prevention Valve | Backflow Prevention Valve | e9daa8c7-d7e4-ed11-8847-0022489339ad | Beckenham Primary School | 2504 | ACTIVE
MSA-DOES | PES1240 | Climbing Wall | Climbing Wall / Abseiling Structure | ebdaa8c7-d7e4-ed11-8847-0022489339ad | Beckenham Primary School | 2504 | ACTIVE
MSA-DOES | PES1241 | Air Conditioning: Evaporative Cooler | Air Conditioning: Evaporative Cooler | d3a9f4c6-d7e4-ed11-8847-002248117628 | Beckenham Primary School | 2504 | ACTIVE
MSA-DOES | PES1242 | Ga Space Heating | Gas Space Heating | 8fdcabc5-d7e4-ed11-8847-0022481170b3 | Beckenham Primary School | 2504 | ACTIVE
MSA-DOES | PES1243 | Gutter, Downpipe & Roof | Gutters, Downpipes & Roofs | f8daa8c7-d7e4-ed11-8847-0022489339ad | Beckenham Primary School | 2504 | ACTIVE
MSA-DOES | PES1244 | Play Ground Equipment Inc. Nature Play | Sport Court & Playground Equipment inc Natureplay | 92dcabc5-d7e4-ed11-8847-0022481170b3 | Beckenham Primary School | 2504 | ACTIVE
MSA-DOES | PES1245 | Residual Current Device / RCD | Residual Current Devices (RCD) | 73cea7c8-d7e4-ed11-8847-000d3acb5309 | Beckenham Primary School | 2504 | ACTIVE
MSA-DOES | PES1246 | Testing & Tagging | Testing & Tagging | dba9f4c6-d7e4-ed11-8847-002248117628 | Beckenham Primary School | 2504 | ACTIVE
MSA-DOES | PES1247 | Fire Extinguisher | Fire Extinguisher | 63cea7c8-d7e4-ed11-8847-000d3acb5309 | Beckenham Primary School | 2504 | ACTIVE
MSA-DOES | PES1248 | Fire Blanket | Fire Blanket | f5daa8c7-d7e4-ed11-8847-0022489339ad | Beckenham Primary School | 2504 | ACTIVE
MSA-DOES | PES1249 | Emergency & Exit Lighting | Emergency & Exit Lighting | 54cea7c8-d7e4-ed11-8847-000d3acb5309 | Beckenham Primary School | 2504 | ACTIVE
MSA-DOES | PES1250 | Pest Control | Pest Control | 68cea7c8-d7e4-ed11-8847-000d3acb5309 | Beckenham Primary School | 2504 | ACTIVE
MSA-DOES | PES1251 | Fall Protection System | Fall Protection System | 8cdcabc5-d7e4-ed11-8847-0022481170b3 | Beckenham Primary School | 2504 | ACTIVE
MSA-DOES | PES4110 | Solar Panel | Solar Electric System | 6acea7c8-d7e4-ed11-8847-000d3acb5309 | Beckenham Primary School | 2504 | ACTIVE
MSA-DOES | PES4932 | Emergency Eye Wash | Emergency Eye Wash / Safety Shower | 6dcea7c8-d7e4-ed11-8847-000d3acb5309 | Beckenham Primary School | 2504 | ACTIVE
MSA-DOES | PES4942 | Tempering Valve | Tempering Valve | 74cea7c8-d7e4-ed11-8847-000d3acb5309 | Beckenham Primary School | 2504 | ACTIVE
MSA-DOES | PES4959 | NO ASSETS ONSITE-External Lighting Pole - Inspection & Reporting (inc Photo) | Lighting Poles: External | 69cea7c8-d7e4-ed11-8847-000d3acb5309 | Beckenham Primary School | 2504 | INACTIVE
MSA-DOES | PES5903 | Ga Appliance | Gas Appliance | 70cea7c8-d7e4-ed11-8847-000d3acb5309 | Beckenham Primary School | 2504 | ACTIVE
MSA-DOES | PES5904 | Effluent System | Sewerage Pumping Station | 55cea7c8-d7e4-ed11-8847-000d3acb5309 | Beckenham Primary School | 2504 | ACTIVE
MSA-DOES | PES5905 | Thermostatic Mixing Valve | Thermostatic Mixing Valve | 12dba8c7-d7e4-ed11-8847-0022489339ad | Beckenham Primary School | 2504 | ACTIVE
MSA-DOES | PES6445 | Hot Water System: Ga & Electric | Hot Water Unit: Gas & Electric | d8a9f4c6-d7e4-ed11-8847-002248117628 | Beckenham Primary School | 2504 | ACTIVE
MSA-DOES | PES6898 | Boiling/Chilled Water Unit | Drinking Water Unit: Boiling / Chilled | 57cea7c8-d7e4-ed11-8847-000d3acb5309 | Beckenham Primary School | 2504 | ACTIVE
MSA-DOES | PES1252 | Emergency & Exit Lighting | Emergency & Exit Lighting | 54cea7c8-d7e4-ed11-8847-000d3acb5309 | Beeliar Primary School | 6451 | ACTIVE
MSA-DOES | PES1253 | INACTIVE NO ASSETS ONSITE-Evaporative Cooler - Inspection, Service & Report | Air Conditioning: Evaporative Cooler | d3a9f4c6-d7e4-ed11-8847-002248117628 | Beeliar Primary School | 6451 | INACTIVE
MSA-DOES | PES1254 | Fire Break | Fire Break | 65cea7c8-d7e4-ed11-8847-000d3acb5309 | Beeliar Primary School | 6451 | ACTIVE
MSA-DOES | PES1255 | Ga Space Heating | Gas Space Heating | 8fdcabc5-d7e4-ed11-8847-0022481170b3 | Beeliar Primary School | 6451 | ACTIVE
MSA-DOES | PES1256 | Gutter, Downpipe & Roof | Gutters, Downpipes & Roofs | f8daa8c7-d7e4-ed11-8847-0022489339ad | Beeliar Primary School | 6451 | ACTIVE
MSA-DOES | PES1257 | Play Ground Equipment | Sport Court & Playground Equipment | 67cea7c8-d7e4-ed11-8847-000d3acb5309 | Beeliar Primary School | 6451 | ACTIVE
MSA-DOES | PES1258 | Residual Current Device / RCD | Residual Current Devices (RCD) | 73cea7c8-d7e4-ed11-8847-000d3acb5309 | Beeliar Primary School | 6451 | ACTIVE
MSA-DOES | PES1259 | Testing & Tagging | Testing & Tagging | dba9f4c6-d7e4-ed11-8847-002248117628 | Beeliar Primary School | 6451 | ACTIVE
MSA-DOES | PES1260 | Fire Extinguisher | Fire Extinguisher | 63cea7c8-d7e4-ed11-8847-000d3acb5309 | Beeliar Primary School | 6451 | ACTIVE
MSA-DOES | PES1261 | Fire Hydrant | Fire Hydrant | f3daa8c7-d7e4-ed11-8847-0022489339ad | Beeliar Primary School | 6451 | ACTIVE
MSA-DOES | PES1262 | Fire Hose Reel | Fire Hose Reel | f4daa8c7-d7e4-ed11-8847-0022489339ad | Beeliar Primary School | 6451 | ACTIVE
MSA-DOES | PES1263 | Fire Blanket | Fire Blanket | f5daa8c7-d7e4-ed11-8847-0022489339ad | Beeliar Primary School | 6451 | ACTIVE
MSA-DOES | PES1264 | Pest Control | Pest Control | 68cea7c8-d7e4-ed11-8847-000d3acb5309 | Beeliar Primary School | 6451 | ACTIVE
MSA-DOES | PES1265 | Fall Protection System | Fall Protection System | 8cdcabc5-d7e4-ed11-8847-0022481170b3 | Beeliar Primary School | 6451 | ACTIVE
MSA-DOES | PES1266 | Fire Hydrant | Fire Hydrant | f3daa8c7-d7e4-ed11-8847-0022489339ad | Beeliar Primary School | 6451 | ACTIVE
MSA-DOES | PES4754 | NO ASSETS ONSITE-Thermostatic Mixing Valve - Inspection, Service & Report | Thermostatic Mixing Valve | 12dba8c7-d7e4-ed11-8847-0022489339ad | Beeliar Primary School | 6451 | INACTIVE
MSA-DOES | PES4808 | Backflow Prevention Valve | Backflow Prevention Valve | e9daa8c7-d7e4-ed11-8847-0022489339ad | Beeliar Primary School | 6451 | ACTIVE
MSA-DOES | PES5095 | Lighting Pole | Lighting Poles: External | 69cea7c8-d7e4-ed11-8847-000d3acb5309 | Beeliar Primary School | 6451 | ACTIVE
MSA-DOES | PES5361 | Tempering Valve | Tempering Valve | 74cea7c8-d7e4-ed11-8847-000d3acb5309 | Beeliar Primary School | 6451 | ACTIVE
MSA-DOES | PES5485 | Fire Hydrant | Fire Hydrant | f3daa8c7-d7e4-ed11-8847-0022489339ad | Beeliar Primary School | 6451 | ACTIVE
MSA-DOES | PES5668 | INACTIVE NO ASSETS ONSITE-Ga Appliance - Inspection, Testing & Report | Gas Appliance | 70cea7c8-d7e4-ed11-8847-000d3acb5309 | Beeliar Primary School | 6451 | INACTIVE
MSA-DOES | PES6316 | Pest Control:Mosquito | Pest Control | 68cea7c8-d7e4-ed11-8847-000d3acb5309 | Beeliar Primary School | 6451 | ACTIVE
MSA-DOES | PES6515 | Hot Water System: Ga & Electric | Hot Water Unit: Gas & Electric | d8a9f4c6-d7e4-ed11-8847-002248117628 | Beeliar Primary School | 6451 | ACTIVE
MSA-DOES | PES6516 | Boiling/Chilled Water Unit | Drinking Water Unit: Boiling / Chilled | 57cea7c8-d7e4-ed11-8847-000d3acb5309 | Beeliar Primary School | 6451 | ACTIVE
MSA-DOES | PES6071 | Testing & Tagging | Testing & Tagging | dba9f4c6-d7e4-ed11-8847-002248117628 | Beenyup Primary School | 9891 | ACTIVE
MSA-DOES | PES6082 | Fall Protection System | Fall Protection System | 8cdcabc5-d7e4-ed11-8847-0022481170b3 | Beenyup Primary School | 9891 | ACTIVE
MSA-DOES | PES6120 | Irrigation: Iron filtration | Irrigation: Iron filtration | fedaa8c7-d7e4-ed11-8847-0022489339ad | Beenyup Primary School | 9891 | ACTIVE
MSA-DOES | PES6121 | Solar Panel | Solar Electric System | 6acea7c8-d7e4-ed11-8847-000d3acb5309 | Beenyup Primary School | 9891 | ACTIVE
MSA-DOES | PES6122 | Gutter, Downpipe & Roof | Gutters, Downpipes & Roofs | f8daa8c7-d7e4-ed11-8847-0022489339ad | Beenyup Primary School | 9891 | ACTIVE
MSA-DOES | PES6476 | Hot Water System: Ga & Electric | Hot Water Unit: Gas & Electric | d8a9f4c6-d7e4-ed11-8847-002248117628 | Beenyup Primary School | 9891 | ACTIVE
MSA-DOES | PES6631 | Backflow Prevention Valve | Backflow Prevention Valve | e9daa8c7-d7e4-ed11-8847-0022489339ad | Beenyup Primary School | 9891 | ACTIVE
MSA-DOES | PES6632 | Emergency Eye Wash | Emergency Eye Wash / Safety Shower | 6dcea7c8-d7e4-ed11-8847-000d3acb5309 | Beenyup Primary School | 9891 | ACTIVE
MSA-DOES | PES6633 | Thermostatic Mixing Valve | Thermostatic Mixing Valve | 12dba8c7-d7e4-ed11-8847-0022489339ad | Beenyup Primary School | 9891 | ACTIVE
MSA-DOES | PES6634 | Boiling/Chilled Water Unit | Drinking Water Unit: Boiling / Chilled | 57cea7c8-d7e4-ed11-8847-000d3acb5309 | Beenyup Primary School | 9891 | ACTIVE
MSA-DOES | PES7057 | Fire Extinguisher | Fire Extinguisher | 63cea7c8-d7e4-ed11-8847-000d3acb5309 | Beenyup Primary School | 9891 | ACTIVE
MSA-DOES | PES7058 | Fire Blanket | Fire Blanket | f5daa8c7-d7e4-ed11-8847-0022489339ad | Beenyup Primary School | 9891 | ACTIVE
MSA-DOES | PES7060 | Residual Current Device / RCD | Residual Current Devices (RCD) | 73cea7c8-d7e4-ed11-8847-000d3acb5309 | Beenyup Primary School | 9891 | ACTIVE
MSA-DOES | PES7061 | Emergency & Exit Lighting | Emergency & Exit Lighting | 54cea7c8-d7e4-ed11-8847-000d3acb5309 | Beenyup Primary School | 9891 | ACTIVE
MSA-DOES | PES7062 | Play Ground Equipment | Sport Court & Playground Equipment | 67cea7c8-d7e4-ed11-8847-000d3acb5309 | Beenyup Primary School | 9891 | ACTIVE
MSA-DOES | PES7090 | Fire Hydrant | Fire Hydrant | f3daa8c7-d7e4-ed11-8847-0022489339ad | Beenyup Primary School | 9891 | ACTIVE
MSA-DOES | PES7091 | Fire Hydrant | Fire Hydrant | f3daa8c7-d7e4-ed11-8847-0022489339ad | Beenyup Primary School | 9891 | ACTIVE
MSA-DOES | PES7112 | Fire Break | Fire Break | 65cea7c8-d7e4-ed11-8847-000d3acb5309 | Beenyup Primary School | 9891 | ACTIVE
MSA-DOES | PES1267 | Testing & Tagging | Testing & Tagging | dba9f4c6-d7e4-ed11-8847-002248117628 | Belmay Primary School | 2496 | ACTIVE
MSA-DOES | PES1268 | Play Ground Equipment Inc. Nature Play | Sport Court & Playground Equipment inc Natureplay | 92dcabc5-d7e4-ed11-8847-0022481170b3 | Belmay Primary School | 2496 | ACTIVE
MSA-DOES | PES1269 | Backflow Prevention Valve | Backflow Prevention Valve | e9daa8c7-d7e4-ed11-8847-0022489339ad | Belmay Primary School | 2496 | ACTIVE
MSA-DOES | PES1270 | Emergency & Exit Lighting | Emergency & Exit Lighting | 54cea7c8-d7e4-ed11-8847-000d3acb5309 | Belmay Primary School | 2496 | ACTIVE
MSA-DOES | PES1271 | Air Conditioning: Evaporative Cooler | Air Conditioning: Evaporative Cooler | d3a9f4c6-d7e4-ed11-8847-002248117628 | Belmay Primary School | 2496 | ACTIVE
MSA-DOES | PES1272 | Ga Space Heating | Gas Space Heating | 8fdcabc5-d7e4-ed11-8847-0022481170b3 | Belmay Primary School | 2496 | ACTIVE
MSA-DOES | PES1273 | Gutter, Downpipe & Roof | Gutters, Downpipes & Roofs | f8daa8c7-d7e4-ed11-8847-0022489339ad | Belmay Primary School | 2496 | ACTIVE
MSA-DOES | PES1274 | Residual Current Device / RCD | Residual Current Devices (RCD) | 73cea7c8-d7e4-ed11-8847-000d3acb5309 | Belmay Primary School | 2496 | ACTIVE
MSA-DOES | PES1275 | Fire Extinguisher | Fire Extinguisher | 63cea7c8-d7e4-ed11-8847-000d3acb5309 | Belmay Primary School | 2496 | ACTIVE
MSA-DOES | PES1276 | Fire Blanket | Fire Blanket | f5daa8c7-d7e4-ed11-8847-0022489339ad | Belmay Primary School | 2496 | ACTIVE
MSA-DOES | PES1277 | Pest Control | Pest Control | 68cea7c8-d7e4-ed11-8847-000d3acb5309 | Belmay Primary School | 2496 | ACTIVE
MSA-DOES | PES1278 | Fall Protection System | Fall Protection System | 8cdcabc5-d7e4-ed11-8847-0022481170b3 | Belmay Primary School | 2496 | ACTIVE
MSA-DOES | PES4337 | Thermostatic Mixing Valve | Thermostatic Mixing Valve | 12dba8c7-d7e4-ed11-8847-0022489339ad | Belmay Primary School | 2496 | ACTIVE
MSA-DOES | PES4840 | Emergency Eye Wash & Safety Shower | Emergency Eye Wash / Safety Shower | 6dcea7c8-d7e4-ed11-8847-000d3acb5309 | Belmay Primary School | 2496 | ACTIVE
MSA-DOES | PES4993 | NO ASSETS ONSITE-External Lighting Pole - Inspection & Reporting (inc Photo) | Lighting Poles: External | 69cea7c8-d7e4-ed11-8847-000d3acb5309 | Belmay Primary School | 2496 | INACTIVE
MSA-DOES | PES5467 | Tempering Valve | Tempering Valve | 74cea7c8-d7e4-ed11-8847-000d3acb5309 | Belmay Primary School | 2496 | ACTIVE
MSA-DOES | PES6154 | Hot Water System: Ga & Electric | Hot Water Unit: Gas & Electric | d8a9f4c6-d7e4-ed11-8847-002248117628 | Belmay Primary School | 2496 | ACTIVE
MSA-DOES | PES7116 | Boiling/Chilled Water Unit | Drinking Water Unit: Boiling / Chilled | 57cea7c8-d7e4-ed11-8847-000d3acb5309 | Belmay Primary School | 2496 | ACTIVE
MSA-DOES | PES1279 | Backflow Prevention Valve | Backflow Prevention Valve | e9daa8c7-d7e4-ed11-8847-0022489339ad | Belmont City College | 2466 | ACTIVE
MSA-DOES | PES1280 | Emergency & Exit Lighting | Emergency & Exit Lighting | 54cea7c8-d7e4-ed11-8847-000d3acb5309 | Belmont City College | 2466 | ACTIVE
MSA-DOES | PES1281 | Air Conditioning: Evaporative Cooler | Air Conditioning: Evaporative Cooler | d3a9f4c6-d7e4-ed11-8847-002248117628 | Belmont City College | 2466 | ACTIVE
MSA-DOES | PES1282 | Fixed Gym Equipment | Gym Equipment : Fixed | 5ecea7c8-d7e4-ed11-8847-000d3acb5309 | Belmont City College | 2466 | ACTIVE
MSA-DOES | PES1283 | Fume Cupboard | Fume Cupboards | f7daa8c7-d7e4-ed11-8847-0022489339ad | Belmont City College | 2466 | ACTIVE
MSA-DOES | PES1284 | Ga Space Heating | Gas Space Heating | 8fdcabc5-d7e4-ed11-8847-0022481170b3 | Belmont City College | 2466 | ACTIVE
MSA-DOES | PES1285 | Gutter, Downpipe & Roof | Gutters, Downpipes & Roofs | f8daa8c7-d7e4-ed11-8847-0022489339ad | Belmont City College | 2466 | ACTIVE
MSA-DOES | PES1286 | Lift | Lift: Passenger | 5dcea7c8-d7e4-ed11-8847-000d3acb5309 | Belmont City College | 2466 | ACTIVE
MSA-DOES | PES1287 | Design & Technology: Fixed Equipment | Design & Technology: Fixed Equipment | 53cea7c8-d7e4-ed11-8847-000d3acb5309 | Belmont City College | 2466 | ACTIVE
MSA-DOES | PES1288 | Residual Current Device / RCD | Residual Current Devices (RCD) | 73cea7c8-d7e4-ed11-8847-000d3acb5309 | Belmont City College | 2466 | ACTIVE
MSA-DOES | PES1289 | Testing & Tagging | Testing & Tagging | dba9f4c6-d7e4-ed11-8847-002248117628 | Belmont City College | 2466 | ACTIVE
MSA-DOES | PES1290 | Fire Extinguisher | Fire Extinguisher | 63cea7c8-d7e4-ed11-8847-000d3acb5309 | Belmont City College | 2466 | ACTIVE
MSA-DOES | PES1291 | Fire Hydrant | Fire Hydrant | f3daa8c7-d7e4-ed11-8847-0022489339ad | Belmont City College | 2466 | ACTIVE
MSA-DOES | PES1292 | Fire Hose Reel | Fire Hose Reel | f4daa8c7-d7e4-ed11-8847-0022489339ad | Belmont City College | 2466 | ACTIVE
MSA-DOES | PES1293 | Fire Blanket | Fire Blanket | f5daa8c7-d7e4-ed11-8847-0022489339ad | Belmont City College | 2466 | ACTIVE
MSA-DOES | PES1294 | Pest Control | Pest Control | 68cea7c8-d7e4-ed11-8847-000d3acb5309 | Belmont City College | 2466 | ACTIVE
MSA-DOES | PES4246 | Fall Protection System | Fall Protection System | 8cdcabc5-d7e4-ed11-8847-0022481170b3 | Belmont City College | 2466 | ACTIVE
MSA-DOES | PES4466 | Extraction: Dust | Extraction System: Saw Dust | 61cea7c8-d7e4-ed11-8847-000d3acb5309 | Belmont City College | 2466 | ACTIVE
MSA-DOES | PES4520 | PAC: Lighting System | PAC: | ffdaa8c7-d7e4-ed11-8847-0022489339ad | Belmont City College | 2466 | ACTIVE
MSA-DOES | PES4547 | PAC: Staging System | PAC: | ffdaa8c7-d7e4-ed11-8847-0022489339ad | Belmont City College | 2466 | ACTIVE
MSA-DOES | PES4570 | PAC: Curtain | PAC: | ffdaa8c7-d7e4-ed11-8847-0022489339ad | Belmont City College | 2466 | ACTIVE
MSA-DOES | PES4599 | PAC: Audio System | PAC: | ffdaa8c7-d7e4-ed11-8847-0022489339ad | Belmont City College | 2466 | ACTIVE
MSA-DOES | PES4639 | PAC: Lighting Grid / Bar | PAC: | ffdaa8c7-d7e4-ed11-8847-0022489339ad | Belmont City College | 2466 | ACTIVE
MSA-DOES | PES4681 | Fire Hydrant | Fire Hydrant | f3daa8c7-d7e4-ed11-8847-0022489339ad | Belmont City College | 2466 | ACTIVE
MSA-DOES | PES4876 | INACTIVE NOT REQUIRED-Regional Loan Pool - Testing & Tagging - Portable Electrical Equipment | Testing & Tagging | dba9f4c6-d7e4-ed11-8847-002248117628 | Belmont City College | 2466 | INACTIVE
MSA-DOES | PES4994 | Lighting Pole | Lighting Poles: External | 69cea7c8-d7e4-ed11-8847-000d3acb5309 | Belmont City College | 2466 | ACTIVE
MSA-DOES | PES5334 | Thermostatic Mixing Valve | Thermostatic Mixing Valve | 12dba8c7-d7e4-ed11-8847-0022489339ad | Belmont City College | 2466 | ACTIVE
MSA-DOES | PES5336 | Emergency Eye Wash | Emergency Eye Wash / Safety Shower | 6dcea7c8-d7e4-ed11-8847-000d3acb5309 | Belmont City College | 2466 | ACTIVE
MSA-DOES | PES5353 | Tempering Valve | Tempering Valve | 74cea7c8-d7e4-ed11-8847-000d3acb5309 | Belmont City College | 2466 | ACTIVE
MSA-DOES | PES5642 | Ga Appliance | Gas Appliance | 70cea7c8-d7e4-ed11-8847-000d3acb5309 | Belmont City College | 2466 | ACTIVE
MSA-DOES | PES6007 | Dangerou Good Safety Storage Cabinet | Dangerous Goods Safety Storage Cabinets | eedaa8c7-d7e4-ed11-8847-0022489339ad | Belmont City College | 2466 | ACTIVE
MSA-DOES | PES6270 | Air Conditioning: Split | Air Conditioning: Split | 86dcabc5-d7e4-ed11-8847-0022481170b3 | Belmont City College | 2466 | ACTIVE
MSA-DOES | PES6336 | Hot Water System: Ga & Electric | Hot Water Unit: Gas & Electric | d8a9f4c6-d7e4-ed11-8847-002248117628 | Belmont City College | 2466 | ACTIVE
MSA-DOES | PES6367 | Boiling/Chilled Water Unit | Drinking Water Unit: Boiling / Chilled | 57cea7c8-d7e4-ed11-8847-000d3acb5309 | Belmont City College | 2466 | ACTIVE
MSA-DOES | PES6688 | Design & Technology: Reticulated Ga Welding System | Design & Technology: Reticulated Gas Welding System | 11dba8c7-d7e4-ed11-8847-0022489339ad | Belmont City College | 2466 | ACTIVE
MSA-DOES | PES6702 | Solar Panel | Solar Electric System | 6acea7c8-d7e4-ed11-8847-000d3acb5309 | Belmont City College | 2466 | ACTIVE
MSA-DOES | PES6704 | Play Ground Equipment | Sport Court & Playground Equipment | 67cea7c8-d7e4-ed11-8847-000d3acb5309 | Belmont City College | 2466 | ACTIVE
MSA-DOES | PES6705 | Grease Trap: | Grease Trap: | fadaa8c7-d7e4-ed11-8847-0022489339ad | Belmont City College | 2466 | ACTIVE
MSA-DOES | PES6708 | Compressor: | Air Compressor | d1a9f4c6-d7e4-ed11-8847-002248117628 | Belmont City College | 2466 | ACTIVE
MSA-DOES | PES6857 | Air Compressor: Receiver | Air Compressor | d1a9f4c6-d7e4-ed11-8847-002248117628 | Belmont City College | 2466 | ACTIVE
MSA-DOES | PES6957 | Fire Emergency Warning & Intercommunication System / EWIS | Fire Emergency Warning & Intercommunications Systems (EWIS) or (OWS) | f6daa8c7-d7e4-ed11-8847-0022489339ad | Belmont City College | 2466 | ACTIVE
MSA-DOES | PES6958 | Fire Alarm System / FIP | Fire Alarm System (FIP) | f1daa8c7-d7e4-ed11-8847-0022489339ad | Belmont City College | 2466 | ACTIVE
MSA-DOES | PES6968 | Lift: Monitoring Service | Lift: Passenger | 5dcea7c8-d7e4-ed11-8847-000d3acb5309 | Belmont City College | 2466 | ACTIVE
MSA-DOES | PES7037 | Design & Technology: Portable Ga Welding System | Design & Technology: Portable Gas Welding System | 8adcabc5-d7e4-ed11-8847-0022481170b3 | Belmont City College | 2466 | ACTIVE
MSA-DOES | PES1295 | Backflow Prevention Valve | Backflow Prevention Valve | e9daa8c7-d7e4-ed11-8847-0022489339ad | Belmont Primary School | 2498 | ACTIVE
MSA-DOES | PES1296 | Emergency & Exit Lighting | Emergency & Exit Lighting | 54cea7c8-d7e4-ed11-8847-000d3acb5309 | Belmont Primary School | 2498 | ACTIVE
MSA-DOES | PES1297 | Air Conditioning: Evaporative Cooler | Air Conditioning: Evaporative Cooler | d3a9f4c6-d7e4-ed11-8847-002248117628 | Belmont Primary School | 2498 | ACTIVE
MSA-DOES | PES1298 | INACTIVE NO ASSETS ONSITE-Ga Space Heating - Inspection, Service & Report | Gas Space Heating | 8fdcabc5-d7e4-ed11-8847-0022481170b3 | Belmont Primary School | 2498 | INACTIVE
MSA-DOES | PES1299 | Gutter, Downpipe & Roof | Gutters, Downpipes & Roofs | f8daa8c7-d7e4-ed11-8847-0022489339ad | Belmont Primary School | 2498 | ACTIVE
MSA-DOES | PES1300 | Play Ground Equipment | Sport Court & Playground Equipment | 67cea7c8-d7e4-ed11-8847-000d3acb5309 | Belmont Primary School | 2498 | ACTIVE
MSA-DOES | PES1301 | Residual Current Device / RCD | Residual Current Devices (RCD) | 73cea7c8-d7e4-ed11-8847-000d3acb5309 | Belmont Primary School | 2498 | ACTIVE
MSA-DOES | PES1302 | Testing & Tagging | Testing & Tagging | dba9f4c6-d7e4-ed11-8847-002248117628 | Belmont Primary School | 2498 | ACTIVE
MSA-DOES | PES1303 | Fire Extinguisher | Fire Extinguisher | 63cea7c8-d7e4-ed11-8847-000d3acb5309 | Belmont Primary School | 2498 | ACTIVE
MSA-DOES | PES1304 | Fire Blanket | Fire Blanket | f5daa8c7-d7e4-ed11-8847-0022489339ad | Belmont Primary School | 2498 | ACTIVE
MSA-DOES | PES1305 | Pest Control | Pest Control | 68cea7c8-d7e4-ed11-8847-000d3acb5309 | Belmont Primary School | 2498 | ACTIVE
MSA-DOES | PES1306 | Fall Protection System | Fall Protection System | 8cdcabc5-d7e4-ed11-8847-0022481170b3 | Belmont Primary School | 2498 | ACTIVE
MSA-DOES | PES4111 | Solar Panel | Solar Electric System | 6acea7c8-d7e4-ed11-8847-000d3acb5309 | Belmont Primary School | 2498 | ACTIVE
MSA-DOES | PES4995 | NO ASSETS ONSITE-External Lighting Pole - Inspection & Reporting (inc Photo) | Lighting Poles: External | 69cea7c8-d7e4-ed11-8847-000d3acb5309 | Belmont Primary School | 2498 | INACTIVE
MSA-DOES | PES5481 | Tempering Valve | Tempering Valve | 74cea7c8-d7e4-ed11-8847-000d3acb5309 | Belmont Primary School | 2498 | ACTIVE
MSA-DOES | PES5851 | Ga Appliance | Gas Appliance | 70cea7c8-d7e4-ed11-8847-000d3acb5309 | Belmont Primary School | 2498 | ACTIVE
MSA-DOES | PES6355 | Hot Water System: Ga & Electric | Hot Water Unit: Gas & Electric | d8a9f4c6-d7e4-ed11-8847-002248117628 | Belmont Primary School | 2498 | ACTIVE
MSA-DOES | PES6475 | Ga Space Heating | Gas Space Heating | 8fdcabc5-d7e4-ed11-8847-0022481170b3 | Belmont Primary School | 2498 | ACTIVE
MSA-DOES | PES7193 | Boiling/Chilled Water Unit | Drinking Water Unit: Boiling / Chilled | 57cea7c8-d7e4-ed11-8847-000d3acb5309 | Belmont Primary School | 2498 | ACTIVE
MSA-DOES | PES5209 | LEASE CEASED 31/01/20-Fire Extinguisher - Inspection, Service & Report | Fire Extinguisher | 63cea7c8-d7e4-ed11-8847-000d3acb5309 | Benjamn Way Engagement Centre | 9710 | INACTIVE
MSA-DOES | PES5210 | LEASE CEASED 31/01/20-NO ASSETS ONSITE-Fire Blanket - Inspection & Report | Fire Blanket | f5daa8c7-d7e4-ed11-8847-0022489339ad | Benjamn Way Engagement Centre | 9710 | INACTIVE
MSA-DOES | PES5214 | LEASE CEASED 31/01/20-NO ASSETS ONSITE-Evaporative Cooler - Inspection, Service & Report | Air Conditioning: Evaporative Cooler | d3a9f4c6-d7e4-ed11-8847-002248117628 | Benjamn Way Engagement Centre | 9710 | INACTIVE
MSA-DOES | PES5215 | LEASE CEASED 31/01/20-Emergency & Exit Lighting - Inspection & Testing | Emergency & Exit Lighting | 54cea7c8-d7e4-ed11-8847-000d3acb5309 | Benjamn Way Engagement Centre | 9710 | INACTIVE
MSA-DOES | PES5216 | LEASE CEASED 31/01/20-Residual Current Device (RCD) - Testing, Inspection & Report | Residual Current Devices (RCD) | 73cea7c8-d7e4-ed11-8847-000d3acb5309 | Benjamn Way Engagement Centre | 9710 | INACTIVE
MSA-DOES | PES5217 | LEASE CEASED 31/01/20-Testing & Tagging - Portable Electrical Equipment | Testing & Tagging | dba9f4c6-d7e4-ed11-8847-002248117628 | Benjamn Way Engagement Centre | 9710 | INACTIVE
MSA-DOES | PES1307 | Backflow Prevention Valve | Backflow Prevention Valve | e9daa8c7-d7e4-ed11-8847-0022489339ad | Bentley Primary School | 2499 | ACTIVE
MSA-DOES | PES1308 | Emergency & Exit Lighting | Emergency & Exit Lighting | 54cea7c8-d7e4-ed11-8847-000d3acb5309 | Bentley Primary School | 2499 | ACTIVE
MSA-DOES | PES1309 | Air Conditioning: Evaporative Cooler | Air Conditioning: Evaporative Cooler | d3a9f4c6-d7e4-ed11-8847-002248117628 | Bentley Primary School | 2499 | ACTIVE
MSA-DOES | PES1310 | Ga Space Heating | Gas Space Heating | 8fdcabc5-d7e4-ed11-8847-0022481170b3 | Bentley Primary School | 2499 | ACTIVE
MSA-DOES | PES1311 | Gutter, Downpipe & Roof | Gutters, Downpipes & Roofs | f8daa8c7-d7e4-ed11-8847-0022489339ad | Bentley Primary School | 2499 | ACTIVE
MSA-DOES | PES1312 | Play Ground Equipment | Sport Court & Playground Equipment | 67cea7c8-d7e4-ed11-8847-000d3acb5309 | Bentley Primary School | 2499 | ACTIVE
MSA-DOES | PES1313 | Residual Current Device / RCD | Residual Current Devices (RCD) | 73cea7c8-d7e4-ed11-8847-000d3acb5309 | Bentley Primary School | 2499 | ACTIVE
MSA-DOES | PES1314 | Testing & Tagging | Testing & Tagging | dba9f4c6-d7e4-ed11-8847-002248117628 | Bentley Primary School | 2499 | ACTIVE
MSA-DOES | PES1315 | Fire Extinguisher | Fire Extinguisher | 63cea7c8-d7e4-ed11-8847-000d3acb5309 | Bentley Primary School | 2499 | ACTIVE
MSA-DOES | PES1316 | Fire Blanket | Fire Blanket | f5daa8c7-d7e4-ed11-8847-0022489339ad | Bentley Primary School | 2499 | ACTIVE
MSA-DOES | PES1317 | Pest Control | Pest Control | 68cea7c8-d7e4-ed11-8847-000d3acb5309 | Bentley Primary School | 2499 | ACTIVE
MSA-DOES | PES1318 | Fall Protection System | Fall Protection System | 8cdcabc5-d7e4-ed11-8847-0022481170b3 | Bentley Primary School | 2499 | ACTIVE
MSA-DOES | PES4960 | Lighting Pole | Lighting Poles: External | 69cea7c8-d7e4-ed11-8847-000d3acb5309 | Bentley Primary School | 2499 | ACTIVE
MSA-DOES | PES5643 | Ga Appliance | Gas Appliance | 70cea7c8-d7e4-ed11-8847-000d3acb5309 | Bentley Primary School | 2499 | ACTIVE
MSA-DOES | PES5736 | Effluent System | Sewerage Pumping Station | 55cea7c8-d7e4-ed11-8847-000d3acb5309 | Bentley Primary School | 2499 | ACTIVE
MSA-DOES | PES5742 | Thermostatic Mixing Valve | Thermostatic Mixing Valve | 12dba8c7-d7e4-ed11-8847-0022489339ad | Bentley Primary School | 2499 | ACTIVE
MSA-DOES | PES5743 | Tempering Valve | Tempering Valve | 74cea7c8-d7e4-ed11-8847-000d3acb5309 | Bentley Primary School | 2499 | ACTIVE
MSA-DOES | PES6364 | Boiling/Chilled Water Unit | Drinking Water Unit: Boiling / Chilled | 57cea7c8-d7e4-ed11-8847-000d3acb5309 | Bentley Primary School | 2499 | ACTIVE
MSA-DOES | PES6691 | Hot Water System: Ga & Electric | Hot Water Unit: Gas & Electric | d8a9f4c6-d7e4-ed11-8847-002248117628 | Bentley Primary School | 2499 | ACTIVE
MSA-DOES | PES1319 | Backflow Prevention Valve | Backflow Prevention Valve | e9daa8c7-d7e4-ed11-8847-0022489339ad | Bertram Primary School | 7410 | ACTIVE
MSA-DOES | PES1320 | Emergency & Exit Lighting | Emergency & Exit Lighting | 54cea7c8-d7e4-ed11-8847-000d3acb5309 | Bertram Primary School | 7410 | ACTIVE
MSA-DOES | PES1321 | Air Conditioning: Evaporative Cooler | Air Conditioning: Evaporative Cooler | d3a9f4c6-d7e4-ed11-8847-002248117628 | Bertram Primary School | 7410 | ACTIVE
MSA-DOES | PES1322 | Gutter, Downpipe & Roof | Gutters, Downpipes & Roofs | f8daa8c7-d7e4-ed11-8847-0022489339ad | Bertram Primary School | 7410 | ACTIVE
MSA-DOES | PES1323 | INACTIVE AS PER MARIO RAPANARO REQUEST-Termite Inspection | Pest Control | 68cea7c8-d7e4-ed11-8847-000d3acb5309 | Bertram Primary School | 7410 | INACTIVE
MSA-DOES | PES1324 | Irrigation: Iron filtration | Irrigation: Iron filtration | fedaa8c7-d7e4-ed11-8847-0022489339ad | Bertram Primary School | 7410 | ACTIVE
MSA-DOES | PES1325 | Play Ground Equipment Inc. Nature Play | Sport Court & Playground Equipment inc Natureplay | 92dcabc5-d7e4-ed11-8847-0022481170b3 | Bertram Primary School | 7410 | ACTIVE
MSA-DOES | PES1326 | Solar Panel | Solar Electric System | 6acea7c8-d7e4-ed11-8847-000d3acb5309 | Bertram Primary School | 7410 | ACTIVE
MSA-DOES | PES1327 | Testing & Tagging | Testing & Tagging | dba9f4c6-d7e4-ed11-8847-002248117628 | Bertram Primary School | 7410 | ACTIVE
MSA-DOES | PES1328 | Fire Extinguisher | Fire Extinguisher | 63cea7c8-d7e4-ed11-8847-000d3acb5309 | Bertram Primary School | 7410 | ACTIVE
MSA-DOES | PES1329 | Fire Hydrant | Fire Hydrant | f3daa8c7-d7e4-ed11-8847-0022489339ad | Bertram Primary School | 7410 | ACTIVE
MSA-DOES | PES1330 | Fire Hose Reel | Fire Hose Reel | f4daa8c7-d7e4-ed11-8847-0022489339ad | Bertram Primary School | 7410 | ACTIVE
MSA-DOES | PES1331 | Fire Blanket | Fire Blanket | f5daa8c7-d7e4-ed11-8847-0022489339ad | Bertram Primary School | 7410 | ACTIVE
MSA-DOES | PES1332 | Residual Current Device / RCD | Residual Current Devices (RCD) | 73cea7c8-d7e4-ed11-8847-000d3acb5309 | Bertram Primary School | 7410 | ACTIVE
MSA-DOES | PES1333 | Fall Protection System | Fall Protection System | 8cdcabc5-d7e4-ed11-8847-0022481170b3 | Bertram Primary School | 7410 | ACTIVE
MSA-DOES | PES4682 | Fire Hydrant | Fire Hydrant | f3daa8c7-d7e4-ed11-8847-0022489339ad | Bertram Primary School | 7410 | ACTIVE
MSA-DOES | PES4961 | Lighting Pole | Lighting Poles: External | 69cea7c8-d7e4-ed11-8847-000d3acb5309 | Bertram Primary School | 7410 | ACTIVE
MSA-DOES | PES5330 | Thermostatic Mixing Valve | Thermostatic Mixing Valve | 12dba8c7-d7e4-ed11-8847-0022489339ad | Bertram Primary School | 7410 | ACTIVE
MSA-DOES | PES5331 | Tempering Valve | Tempering Valve | 74cea7c8-d7e4-ed11-8847-000d3acb5309 | Bertram Primary School | 7410 | ACTIVE
MSA-DOES | PES5452 | Fire Hydrant | Fire Hydrant | f3daa8c7-d7e4-ed11-8847-0022489339ad | Bertram Primary School | 7410 | ACTIVE
MSA-DOES | PES5548 | Ga Space Heating | Gas Space Heating | 8fdcabc5-d7e4-ed11-8847-0022481170b3 | Bertram Primary School | 7410 | ACTIVE
MSA-DOES | PES5644 | Ga Appliance | Gas Appliance | 70cea7c8-d7e4-ed11-8847-000d3acb5309 | Bertram Primary School | 7410 | ACTIVE
MSA-DOES | PES6391 | Boiling/Chilled Water Unit | Drinking Water Unit: Boiling / Chilled | 57cea7c8-d7e4-ed11-8847-000d3acb5309 | Bertram Primary School | 7410 | ACTIVE
MSA-DOES | PES6692 | Hot Water System: Ga & Electric | Hot Water Unit: Gas & Electric | d8a9f4c6-d7e4-ed11-8847-002248117628 | Bertram Primary School | 7410 | ACTIVE
MSA-DOES | PES1334 | Backflow Prevention Valve | Backflow Prevention Valve | e9daa8c7-d7e4-ed11-8847-0022489339ad | Bibra Lake Primary School | 4218 | ACTIVE
MSA-DOES | PES1335 | Emergency & Exit Lighting | Emergency & Exit Lighting | 54cea7c8-d7e4-ed11-8847-000d3acb5309 | Bibra Lake Primary School | 4218 | ACTIVE
MSA-DOES | PES1336 | Air Conditioning: Evaporative Cooler | Air Conditioning: Evaporative Cooler | d3a9f4c6-d7e4-ed11-8847-002248117628 | Bibra Lake Primary School | 4218 | ACTIVE
MSA-DOES | PES1337 | Ga Space Heating | Gas Space Heating | 8fdcabc5-d7e4-ed11-8847-0022481170b3 | Bibra Lake Primary School | 4218 | ACTIVE
MSA-DOES | PES1338 | Gutter, Downpipe & Roof | Gutters, Downpipes & Roofs | f8daa8c7-d7e4-ed11-8847-0022489339ad | Bibra Lake Primary School | 4218 | ACTIVE
MSA-DOES | PES1339 | Play Ground Equipment | Sport Court & Playground Equipment | 67cea7c8-d7e4-ed11-8847-000d3acb5309 | Bibra Lake Primary School | 4218 | ACTIVE
MSA-DOES | PES1340 | Residual Current Device / RCD | Residual Current Devices (RCD) | 73cea7c8-d7e4-ed11-8847-000d3acb5309 | Bibra Lake Primary School | 4218 | ACTIVE
MSA-DOES | PES1341 | Testing & Tagging | Testing & Tagging | dba9f4c6-d7e4-ed11-8847-002248117628 | Bibra Lake Primary School | 4218 | ACTIVE
MSA-DOES | PES1342 | Fire Extinguisher | Fire Extinguisher | 63cea7c8-d7e4-ed11-8847-000d3acb5309 | Bibra Lake Primary School | 4218 | ACTIVE
MSA-DOES | PES1343 | Fire Hydrant | Fire Hydrant | f3daa8c7-d7e4-ed11-8847-0022489339ad | Bibra Lake Primary School | 4218 | ACTIVE
MSA-DOES | PES1344 | Fire Blanket | Fire Blanket | f5daa8c7-d7e4-ed11-8847-0022489339ad | Bibra Lake Primary School | 4218 | ACTIVE
MSA-DOES | PES1345 | INACTIVE AS PER MARIO RAPANARO REQUEST-Termite Inspection | Pest Control | 68cea7c8-d7e4-ed11-8847-000d3acb5309 | Bibra Lake Primary School | 4218 | INACTIVE
MSA-DOES | PES1346 | Fall Protection System | Fall Protection System | 8cdcabc5-d7e4-ed11-8847-0022481170b3 | Bibra Lake Primary School | 4218 | ACTIVE
MSA-DOES | PES4112 | Solar Panel | Solar Electric System | 6acea7c8-d7e4-ed11-8847-000d3acb5309 | Bibra Lake Primary School | 4218 | ACTIVE
MSA-DOES | PES4382 | Thermostatic Mixing Valve | Thermostatic Mixing Valve | 12dba8c7-d7e4-ed11-8847-0022489339ad | Bibra Lake Primary School | 4218 | ACTIVE
MSA-DOES | PES4415 | Emergency Eye Wash | Emergency Eye Wash / Safety Shower | 6dcea7c8-d7e4-ed11-8847-000d3acb5309 | Bibra Lake Primary School | 4218 | ACTIVE
MSA-DOES | PES4683 | Fire Hydrant | Fire Hydrant | f3daa8c7-d7e4-ed11-8847-0022489339ad | Bibra Lake Primary School | 4218 | ACTIVE
MSA-DOES | PES4954 | Lighting Pole | Lighting Poles: External | 69cea7c8-d7e4-ed11-8847-000d3acb5309 | Bibra Lake Primary School | 4218 | ACTIVE
MSA-DOES | PES5473 | Fire Hydrant | Fire Hydrant | f3daa8c7-d7e4-ed11-8847-0022489339ad | Bibra Lake Primary School | 4218 | ACTIVE
MSA-DOES | PES6243 | Hot Water System: Ga & Electric | Hot Water Unit: Gas & Electric | d8a9f4c6-d7e4-ed11-8847-002248117628 | Bibra Lake Primary School | 4218 | ACTIVE
MSA-DOES | PES6867 | Boiling/Chilled Water Unit | Drinking Water Unit: Boiling / Chilled | 57cea7c8-d7e4-ed11-8847-000d3acb5309 | Bibra Lake Primary School | 4218 | ACTIVE
MSA-DOES | PES1347 | Emergency & Exit Lighting | Emergency & Exit Lighting | 54cea7c8-d7e4-ed11-8847-000d3acb5309 | Bicton Primary School | 1704 | ACTIVE
MSA-DOES | PES1348 | Air Conditioning: Evaporative Cooler | Air Conditioning: Evaporative Cooler | d3a9f4c6-d7e4-ed11-8847-002248117628 | Bicton Primary School | 1704 | ACTIVE
MSA-DOES | PES1349 | Ga Space Heating | Gas Space Heating | 8fdcabc5-d7e4-ed11-8847-0022481170b3 | Bicton Primary School | 1704 | ACTIVE
MSA-DOES | PES1350 | Gutter, Downpipe & Roof | Gutters, Downpipes & Roofs | f8daa8c7-d7e4-ed11-8847-0022489339ad | Bicton Primary School | 1704 | ACTIVE
MSA-DOES | PES1351 | Play Ground Equipment | Sport Court & Playground Equipment | 67cea7c8-d7e4-ed11-8847-000d3acb5309 | Bicton Primary School | 1704 | ACTIVE
MSA-DOES | PES1352 | Residual Current Device / RCD | Residual Current Devices (RCD) | 73cea7c8-d7e4-ed11-8847-000d3acb5309 | Bicton Primary School | 1704 | ACTIVE
MSA-DOES | PES1353 | Testing & Tagging | Testing & Tagging | dba9f4c6-d7e4-ed11-8847-002248117628 | Bicton Primary School | 1704 | ACTIVE
MSA-DOES | PES1354 | Fire Extinguisher | Fire Extinguisher | 63cea7c8-d7e4-ed11-8847-000d3acb5309 | Bicton Primary School | 1704 | ACTIVE
MSA-DOES | PES1355 | Fire Hydrant | Fire Hydrant | f3daa8c7-d7e4-ed11-8847-0022489339ad | Bicton Primary School | 1704 | ACTIVE
MSA-DOES | PES1356 | Fire Blanket | Fire Blanket | f5daa8c7-d7e4-ed11-8847-0022489339ad | Bicton Primary School | 1704 | ACTIVE
MSA-DOES | PES1357 | Pest Control | Pest Control | 68cea7c8-d7e4-ed11-8847-000d3acb5309 | Bicton Primary School | 1704 | ACTIVE
MSA-DOES | PES1358 | Fall Protection System | Fall Protection System | 8cdcabc5-d7e4-ed11-8847-0022481170b3 | Bicton Primary School | 1704 | ACTIVE
MSA-DOES | PES4684 | Fire Hydrant | Fire Hydrant | f3daa8c7-d7e4-ed11-8847-0022489339ad | Bicton Primary School | 1704 | ACTIVE
MSA-DOES | PES4771 | Thermostatic Mixing Valve | Thermostatic Mixing Valve | 12dba8c7-d7e4-ed11-8847-0022489339ad | Bicton Primary School | 1704 | ACTIVE
MSA-DOES | PES4955 | NO POLES ONSITE-External Lighting Pole - Inspection & Reporting (inc Photo) | Lighting Poles: External | 69cea7c8-d7e4-ed11-8847-000d3acb5309 | Bicton Primary School | 1704 | INACTIVE
MSA-DOES | PES5379 | Tempering Valve | Tempering Valve | 74cea7c8-d7e4-ed11-8847-000d3acb5309 | Bicton Primary School | 1704 | ACTIVE
MSA-DOES | PES5434 | Fire Hydrant | Fire Hydrant | f3daa8c7-d7e4-ed11-8847-0022489339ad | Bicton Primary School | 1704 | ACTIVE
MSA-DOES | PES5681 | INACTIVE NO ASSETS ONSITE-Ga Appliance - Inspection, Testing & Report | Gas Appliance | 70cea7c8-d7e4-ed11-8847-000d3acb5309 | Bicton Primary School | 1704 | INACTIVE
MSA-DOES | PES6078 | Backflow Prevention Valve | Backflow Prevention Valve | e9daa8c7-d7e4-ed11-8847-0022489339ad | Bicton Primary School | 1704 | ACTIVE
MSA-DOES | PES6563 | Hot Water System: Ga & Electric | Hot Water Unit: Gas & Electric | d8a9f4c6-d7e4-ed11-8847-002248117628 | Bicton Primary School | 1704 | ACTIVE
MSA-DOES | PES6564 | Boiling/Chilled Water Unit | Drinking Water Unit: Boiling / Chilled | 57cea7c8-d7e4-ed11-8847-000d3acb5309 | Bicton Primary School | 1704 | ACTIVE
MSA-DOES | PES7172 | Solar Panel | Solar Electric System | 6acea7c8-d7e4-ed11-8847-000d3acb5309 | Bicton Primary School | 1704 | ACTIVE
MSA-DOES | PES1359 | Backflow Prevention Valve | Backflow Prevention Valve | e9daa8c7-d7e4-ed11-8847-0022489339ad | Bletchley Park Primary School | 7414 | ACTIVE
MSA-DOES | PES1360 | Emergency & Exit Lighting | Emergency & Exit Lighting | 54cea7c8-d7e4-ed11-8847-000d3acb5309 | Bletchley Park Primary School | 7414 | ACTIVE
MSA-DOES | PES1361 | Air Conditioning: Evaporative Cooler | Air Conditioning: Evaporative Cooler | d3a9f4c6-d7e4-ed11-8847-002248117628 | Bletchley Park Primary School | 7414 | ACTIVE
MSA-DOES | PES1362 | Ga Space Heating | Gas Space Heating | 8fdcabc5-d7e4-ed11-8847-0022481170b3 | Bletchley Park Primary School | 7414 | ACTIVE
MSA-DOES | PES1363 | Gutter, Downpipe & Roof | Gutters, Downpipes & Roofs | f8daa8c7-d7e4-ed11-8847-0022489339ad | Bletchley Park Primary School | 7414 | ACTIVE
MSA-DOES | PES1364 | Irrigation: Bore | Irrigation: Bore | 8ddcabc5-d7e4-ed11-8847-0022481170b3 | Bletchley Park Primary School | 7414 | ACTIVE
MSA-DOES | PES1365 | Play Ground Equipment Inc. Nature Play | Sport Court & Playground Equipment inc Natureplay | 92dcabc5-d7e4-ed11-8847-0022481170b3 | Bletchley Park Primary School | 7414 | ACTIVE
MSA-DOES | PES1366 | Residual Current Device / RCD | Residual Current Devices (RCD) | 73cea7c8-d7e4-ed11-8847-000d3acb5309 | Bletchley Park Primary School | 7414 | ACTIVE
MSA-DOES | PES1367 | Testing & Tagging | Testing & Tagging | dba9f4c6-d7e4-ed11-8847-002248117628 | Bletchley Park Primary School | 7414 | ACTIVE
MSA-DOES | PES1368 | Fire Extinguisher | Fire Extinguisher | 63cea7c8-d7e4-ed11-8847-000d3acb5309 | Bletchley Park Primary School | 7414 | ACTIVE
MSA-DOES | PES1369 | Fire Hydrant | Fire Hydrant | f3daa8c7-d7e4-ed11-8847-0022489339ad | Bletchley Park Primary School | 7414 | ACTIVE
MSA-DOES | PES1370 | Fire Blanket | Fire Blanket | f5daa8c7-d7e4-ed11-8847-0022489339ad | Bletchley Park Primary School | 7414 | ACTIVE
MSA-DOES | PES1371 | INACTIVE AS PER MARIO RAPANARO REQUEST-Termite Inspection | Pest Control | 68cea7c8-d7e4-ed11-8847-000d3acb5309 | Bletchley Park Primary School | 7414 | INACTIVE
MSA-DOES | PES1372 | Fall Protection System | Fall Protection System | 8cdcabc5-d7e4-ed11-8847-0022481170b3 | Bletchley Park Primary School | 7414 | ACTIVE
MSA-DOES | PES4685 | Fire Hydrant | Fire Hydrant | f3daa8c7-d7e4-ed11-8847-0022489339ad | Bletchley Park Primary School | 7414 | ACTIVE
MSA-DOES | PES4962 | Lighting Pole | Lighting Poles: External | 69cea7c8-d7e4-ed11-8847-000d3acb5309 | Bletchley Park Primary School | 7414 | ACTIVE
MSA-DOES | PES5445 | Fire Hydrant | Fire Hydrant | f3daa8c7-d7e4-ed11-8847-0022489339ad | Bletchley Park Primary School | 7414 | ACTIVE
MSA-DOES | PES5522 | Effluent System | Sewerage Pumping Station | 55cea7c8-d7e4-ed11-8847-000d3acb5309 | Bletchley Park Primary School | 7414 | ACTIVE
MSA-DOES | PES5536 | Thermostatic Mixing Valve | Thermostatic Mixing Valve | 12dba8c7-d7e4-ed11-8847-0022489339ad | Bletchley Park Primary School | 7414 | ACTIVE
MSA-DOES | PES5843 | Tempering Valve | Tempering Valve | 74cea7c8-d7e4-ed11-8847-000d3acb5309 | Bletchley Park Primary School | 7414 | ACTIVE
MSA-DOES | PES6162 | Hot Water System: Ga & Electric | Hot Water Unit: Gas & Electric | d8a9f4c6-d7e4-ed11-8847-002248117628 | Bletchley Park Primary School | 7414 | ACTIVE
MSA-DOES | PES6796 | Boiling/Chilled Water Unit | Drinking Water Unit: Boiling / Chilled | 57cea7c8-d7e4-ed11-8847-000d3acb5309 | Bletchley Park Primary School | 7414 | ACTIVE
MSA-DOES | PES7137 | Emergency Eye Wash | Emergency Eye Wash / Safety Shower | 6dcea7c8-d7e4-ed11-8847-000d3acb5309 | Bletchley Park Primary School | 7414 | ACTIVE
MSA-DOES | PES7138 | Pump: Macerator | Under Sink Pump: Macerator | 6ccea7c8-d7e4-ed11-8847-000d3acb5309 | Bletchley Park Primary School | 7414 | ACTIVE
MSA-DOES | PES1373 | Backflow Prevention Valve | Backflow Prevention Valve | e9daa8c7-d7e4-ed11-8847-0022489339ad | Booragoon Primary School | 1705 | ACTIVE
MSA-DOES | PES1374 | Emergency & Exit Lighting | Emergency & Exit Lighting | 54cea7c8-d7e4-ed11-8847-000d3acb5309 | Booragoon Primary School | 1705 | ACTIVE
MSA-DOES | PES1375 | Air Conditioning: Evaporative Cooler | Air Conditioning: Evaporative Cooler | d3a9f4c6-d7e4-ed11-8847-002248117628 | Booragoon Primary School | 1705 | ACTIVE
MSA-DOES | PES1376 | Ga Space Heating | Gas Space Heating | 8fdcabc5-d7e4-ed11-8847-0022481170b3 | Booragoon Primary School | 1705 | ACTIVE
MSA-DOES | PES1377 | Gutter, Downpipe & Roof | Gutters, Downpipes & Roofs | f8daa8c7-d7e4-ed11-8847-0022489339ad | Booragoon Primary School | 1705 | ACTIVE
MSA-DOES | PES1378 | Play Ground Equipment | Sport Court & Playground Equipment | 67cea7c8-d7e4-ed11-8847-000d3acb5309 | Booragoon Primary School | 1705 | ACTIVE
MSA-DOES | PES1379 | Residual Current Device / RCD | Residual Current Devices (RCD) | 73cea7c8-d7e4-ed11-8847-000d3acb5309 | Booragoon Primary School | 1705 | ACTIVE
MSA-DOES | PES1380 | Testing & Tagging | Testing & Tagging | dba9f4c6-d7e4-ed11-8847-002248117628 | Booragoon Primary School | 1705 | ACTIVE
MSA-DOES | PES1381 | Fire Extinguisher | Fire Extinguisher | 63cea7c8-d7e4-ed11-8847-000d3acb5309 | Booragoon Primary School | 1705 | ACTIVE
MSA-DOES | PES1382 | Fire Blanket | Fire Blanket | f5daa8c7-d7e4-ed11-8847-0022489339ad | Booragoon Primary School | 1705 | ACTIVE
MSA-DOES | PES1383 | Pest Control | Pest Control | 68cea7c8-d7e4-ed11-8847-000d3acb5309 | Booragoon Primary School | 1705 | ACTIVE
MSA-DOES | PES1384 | Fall Protection System | Fall Protection System | 8cdcabc5-d7e4-ed11-8847-0022481170b3 | Booragoon Primary School | 1705 | ACTIVE
MSA-DOES | PES4662 | Thermostatic Mixing Valve | Thermostatic Mixing Valve | 12dba8c7-d7e4-ed11-8847-0022489339ad | Booragoon Primary School | 1705 | ACTIVE
MSA-DOES | PES5135 | Lighting Pole | Lighting Poles: External | 69cea7c8-d7e4-ed11-8847-000d3acb5309 | Booragoon Primary School | 1705 | ACTIVE
MSA-DOES | PES5327 | Tempering Valve | Tempering Valve | 74cea7c8-d7e4-ed11-8847-000d3acb5309 | Booragoon Primary School | 1705 | ACTIVE
MSA-DOES | PES5645 | INACTIVE NO ASSETS ONSITE-Ga Appliance - Inspection, Testing & Report | Gas Appliance | 70cea7c8-d7e4-ed11-8847-000d3acb5309 | Booragoon Primary School | 1705 | INACTIVE
MSA-DOES | PES5762 | Irrigation: Bore | Irrigation: Bore | 8ddcabc5-d7e4-ed11-8847-0022481170b3 | Booragoon Primary School | 1705 | ACTIVE
MSA-DOES | PES6378 | Effluent System | Sewerage Pumping Station | 55cea7c8-d7e4-ed11-8847-000d3acb5309 | Booragoon Primary School | 1705 | ACTIVE
MSA-DOES | PES6379 | Boiling/Chilled Water Unit | Drinking Water Unit: Boiling / Chilled | 57cea7c8-d7e4-ed11-8847-000d3acb5309 | Booragoon Primary School | 1705 | ACTIVE
MSA-DOES | PES6380 | Hot Water System: Ga & Electric | Hot Water Unit: Gas & Electric | d8a9f4c6-d7e4-ed11-8847-002248117628 | Booragoon Primary School | 1705 | ACTIVE
MSA-DOES | PES1385 | Backflow Prevention Valve | Backflow Prevention Valve | e9daa8c7-d7e4-ed11-8847-0022489339ad | Bramfield Park Primary School | 2603 | ACTIVE
MSA-DOES | PES1386 | Emergency & Exit Lighting | Emergency & Exit Lighting | 54cea7c8-d7e4-ed11-8847-000d3acb5309 | Bramfield Park Primary School | 2603 | ACTIVE
MSA-DOES | PES1387 | Air Conditioning: Evaporative Cooler | Air Conditioning: Evaporative Cooler | d3a9f4c6-d7e4-ed11-8847-002248117628 | Bramfield Park Primary School | 2603 | ACTIVE
MSA-DOES | PES1388 | Ga Space Heating | Gas Space Heating | 8fdcabc5-d7e4-ed11-8847-0022481170b3 | Bramfield Park Primary School | 2603 | ACTIVE
MSA-DOES | PES1389 | Gutter, Downpipe & Roof | Gutters, Downpipes & Roofs | f8daa8c7-d7e4-ed11-8847-0022489339ad | Bramfield Park Primary School | 2603 | ACTIVE
MSA-DOES | PES1390 | Play Ground Equipment Inc. Nature Play | Sport Court & Playground Equipment inc Natureplay | 92dcabc5-d7e4-ed11-8847-0022481170b3 | Bramfield Park Primary School | 2603 | ACTIVE
MSA-DOES | PES1391 | Residual Current Device / RCD | Residual Current Devices (RCD) | 73cea7c8-d7e4-ed11-8847-000d3acb5309 | Bramfield Park Primary School | 2603 | ACTIVE
MSA-DOES | PES1392 | Testing & Tagging | Testing & Tagging | dba9f4c6-d7e4-ed11-8847-002248117628 | Bramfield Park Primary School | 2603 | ACTIVE
MSA-DOES | PES1393 | Fire Extinguisher | Fire Extinguisher | 63cea7c8-d7e4-ed11-8847-000d3acb5309 | Bramfield Park Primary School | 2603 | ACTIVE
MSA-DOES | PES1394 | Fire Blanket | Fire Blanket | f5daa8c7-d7e4-ed11-8847-0022489339ad | Bramfield Park Primary School | 2603 | ACTIVE
MSA-DOES | PES1395 | Pest Control | Pest Control | 68cea7c8-d7e4-ed11-8847-000d3acb5309 | Bramfield Park Primary School | 2603 | ACTIVE
MSA-DOES | PES1396 | Fall Protection System | Fall Protection System | 8cdcabc5-d7e4-ed11-8847-0022481170b3 | Bramfield Park Primary School | 2603 | ACTIVE
MSA-DOES | PES4113 | Solar Panel | Solar Electric System | 6acea7c8-d7e4-ed11-8847-000d3acb5309 | Bramfield Park Primary School | 2603 | ACTIVE
MSA-DOES | PES4996 | Lighting Pole | Lighting Poles: External | 69cea7c8-d7e4-ed11-8847-000d3acb5309 | Bramfield Park Primary School | 2603 | ACTIVE
MSA-DOES | PES5186 | Emergency Eye Wash | Emergency Eye Wash / Safety Shower | 6dcea7c8-d7e4-ed11-8847-000d3acb5309 | Bramfield Park Primary School | 2603 | ACTIVE
MSA-DOES | PES5584 | Tempering Valve | Tempering Valve | 74cea7c8-d7e4-ed11-8847-000d3acb5309 | Bramfield Park Primary School | 2603 | ACTIVE
MSA-DOES | PES5925 | Ga Appliance | Gas Appliance | 70cea7c8-d7e4-ed11-8847-000d3acb5309 | Bramfield Park Primary School | 2603 | ACTIVE
MSA-DOES | PES5926 | Thermostatic Mixing Valve | Thermostatic Mixing Valve | 12dba8c7-d7e4-ed11-8847-0022489339ad | Bramfield Park Primary School | 2603 | ACTIVE
MSA-DOES | PES6523 | Hot Water System: Ga & Electric | Hot Water Unit: Gas & Electric | d8a9f4c6-d7e4-ed11-8847-002248117628 | Bramfield Park Primary School | 2603 | ACTIVE
MSA-DOES | PES6950 | Boiling/Chilled Water Unit | Drinking Water Unit: Boiling / Chilled | 57cea7c8-d7e4-ed11-8847-000d3acb5309 | Bramfield Park Primary School | 2603 | ACTIVE
MSA-DOES | PES1397 | Play Ground Equipment | Sport Court & Playground Equipment | 67cea7c8-d7e4-ed11-8847-000d3acb5309 | Brentwood Primary School | 1709 | ACTIVE
MSA-DOES | PES1398 | Testing & Tagging | Testing & Tagging | dba9f4c6-d7e4-ed11-8847-002248117628 | Brentwood Primary School | 1709 | ACTIVE
MSA-DOES | PES1399 | Backflow Prevention Valve | Backflow Prevention Valve | e9daa8c7-d7e4-ed11-8847-0022489339ad | Brentwood Primary School | 1709 | ACTIVE
MSA-DOES | PES1400 | Emergency & Exit Lighting | Emergency & Exit Lighting | 54cea7c8-d7e4-ed11-8847-000d3acb5309 | Brentwood Primary School | 1709 | ACTIVE
MSA-DOES | PES1401 | Air Conditioning: Evaporative Cooler | Air Conditioning: Evaporative Cooler | d3a9f4c6-d7e4-ed11-8847-002248117628 | Brentwood Primary School | 1709 | ACTIVE
MSA-DOES | PES1402 | Ga Space Heating | Gas Space Heating | 8fdcabc5-d7e4-ed11-8847-0022481170b3 | Brentwood Primary School | 1709 | ACTIVE
MSA-DOES | PES1403 | Gutter, Downpipe & Roof | Gutters, Downpipes & Roofs | f8daa8c7-d7e4-ed11-8847-0022489339ad | Brentwood Primary School | 1709 | ACTIVE
MSA-DOES | PES1404 | Residual Current Device / RCD | Residual Current Devices (RCD) | 73cea7c8-d7e4-ed11-8847-000d3acb5309 | Brentwood Primary School | 1709 | ACTIVE
MSA-DOES | PES1405 | DUPLICATE-Thermostatic Mixing Valve - Inspection, Service & Report | Thermostatic Mixing Valve | 12dba8c7-d7e4-ed11-8847-0022489339ad | Brentwood Primary School | 1709 | INACTIVE
MSA-DOES | PES1406 | Fire Extinguisher | Fire Extinguisher | 63cea7c8-d7e4-ed11-8847-000d3acb5309 | Brentwood Primary School | 1709 | ACTIVE
MSA-DOES | PES1407 | Fire Hose Reel | Fire Hose Reel | f4daa8c7-d7e4-ed11-8847-0022489339ad | Brentwood Primary School | 1709 | ACTIVE
MSA-DOES | PES1408 | Fire Blanket | Fire Blanket | f5daa8c7-d7e4-ed11-8847-0022489339ad | Brentwood Primary School | 1709 | ACTIVE
MSA-DOES | PES1409 | Pest Control | Pest Control | 68cea7c8-d7e4-ed11-8847-000d3acb5309 | Brentwood Primary School | 1709 | ACTIVE
MSA-DOES | PES1410 | Fall Protection System | Fall Protection System | 8cdcabc5-d7e4-ed11-8847-0022481170b3 | Brentwood Primary School | 1709 | ACTIVE
MSA-DOES | PES4114 | Solar Panel | Solar Electric System | 6acea7c8-d7e4-ed11-8847-000d3acb5309 | Brentwood Primary School | 1709 | ACTIVE
MSA-DOES | PES4434 | Emergency Eye Wash | Emergency Eye Wash / Safety Shower | 6dcea7c8-d7e4-ed11-8847-000d3acb5309 | Brentwood Primary School | 1709 | ACTIVE
MSA-DOES | PES4446 | Thermostatic Mixing Valve | Thermostatic Mixing Valve | 12dba8c7-d7e4-ed11-8847-0022489339ad | Brentwood Primary School | 1709 | ACTIVE
MSA-DOES | PES5136 | Lighting Pole | Lighting Poles: External | 69cea7c8-d7e4-ed11-8847-000d3acb5309 | Brentwood Primary School | 1709 | ACTIVE
MSA-DOES | PES5196 | Tempering Valve | Tempering Valve | 74cea7c8-d7e4-ed11-8847-000d3acb5309 | Brentwood Primary School | 1709 | ACTIVE
MSA-DOES | PES5932 | Ga Appliance | Gas Appliance | 70cea7c8-d7e4-ed11-8847-000d3acb5309 | Brentwood Primary School | 1709 | ACTIVE
MSA-DOES | PES6524 | Hot Water System: Ga & Electric | Hot Water Unit: Gas & Electric | d8a9f4c6-d7e4-ed11-8847-002248117628 | Brentwood Primary School | 1709 | ACTIVE
MSA-DOES | PES6951 | Boiling/Chilled Water Unit | Drinking Water Unit: Boiling / Chilled | 57cea7c8-d7e4-ed11-8847-000d3acb5309 | Brentwood Primary School | 1709 | ACTIVE
MSA-DOES | PES1411 | Backflow Prevention Valve | Backflow Prevention Valve | e9daa8c7-d7e4-ed11-8847-0022489339ad | Brookman Primary School | 2589 | ACTIVE
MSA-DOES | PES1412 | Play Ground Equipment Inc. Nature Play | Sport Court & Playground Equipment inc Natureplay | 92dcabc5-d7e4-ed11-8847-0022481170b3 | Brookman Primary School | 2589 | ACTIVE
MSA-DOES | PES1413 | Testing & Tagging | Testing & Tagging | dba9f4c6-d7e4-ed11-8847-002248117628 | Brookman Primary School | 2589 | ACTIVE
MSA-DOES | PES1414 | Emergency & Exit Lighting | Emergency & Exit Lighting | 54cea7c8-d7e4-ed11-8847-000d3acb5309 | Brookman Primary School | 2589 | ACTIVE
MSA-DOES | PES1415 | Air Conditioning: Evaporative Cooler | Air Conditioning: Evaporative Cooler | d3a9f4c6-d7e4-ed11-8847-002248117628 | Brookman Primary School | 2589 | ACTIVE
MSA-DOES | PES1416 | Fire Break | Fire Break | 65cea7c8-d7e4-ed11-8847-000d3acb5309 | Brookman Primary School | 2589 | ACTIVE
MSA-DOES | PES1417 | Gutter, Downpipe & Roof | Gutters, Downpipes & Roofs | f8daa8c7-d7e4-ed11-8847-0022489339ad | Brookman Primary School | 2589 | ACTIVE
MSA-DOES | PES1418 | Residual Current Device / RCD | Residual Current Devices (RCD) | 73cea7c8-d7e4-ed11-8847-000d3acb5309 | Brookman Primary School | 2589 | ACTIVE
MSA-DOES | PES1419 | Fire Extinguisher | Fire Extinguisher | 63cea7c8-d7e4-ed11-8847-000d3acb5309 | Brookman Primary School | 2589 | ACTIVE
MSA-DOES | PES1420 | Fire Blanket | Fire Blanket | f5daa8c7-d7e4-ed11-8847-0022489339ad | Brookman Primary School | 2589 | ACTIVE
MSA-DOES | PES1421 | Pest Control | Pest Control | 68cea7c8-d7e4-ed11-8847-000d3acb5309 | Brookman Primary School | 2589 | ACTIVE
MSA-DOES | PES1422 | Fall Protection System | Fall Protection System | 8cdcabc5-d7e4-ed11-8847-0022481170b3 | Brookman Primary School | 2589 | ACTIVE
MSA-DOES | PES4115 | Solar Panel | Solar Electric System | 6acea7c8-d7e4-ed11-8847-000d3acb5309 | Brookman Primary School | 2589 | ACTIVE
MSA-DOES | PES4656 | Thermostatic Mixing Valve | Thermostatic Mixing Valve | 12dba8c7-d7e4-ed11-8847-0022489339ad | Brookman Primary School | 2589 | ACTIVE
MSA-DOES | PES5096 | Lighting Pole | Lighting Poles: External | 69cea7c8-d7e4-ed11-8847-000d3acb5309 | Brookman Primary School | 2589 | ACTIVE
MSA-DOES | PES5328 | Tempering Valve | Tempering Valve | 74cea7c8-d7e4-ed11-8847-000d3acb5309 | Brookman Primary School | 2589 | ACTIVE
MSA-DOES | PES5646 | Ga Appliance | Gas Appliance | 70cea7c8-d7e4-ed11-8847-000d3acb5309 | Brookman Primary School | 2589 | INACTIVE
MSA-DOES | PES6361 | Boiling/Chilled Water Unit | Drinking Water Unit: Boiling / Chilled | 57cea7c8-d7e4-ed11-8847-000d3acb5309 | Brookman Primary School | 2589 | ACTIVE
MSA-DOES | PES6362 | Hot Water System: Ga & Electric | Hot Water Unit: Gas & Electric | d8a9f4c6-d7e4-ed11-8847-002248117628 | Brookman Primary School | 2589 | ACTIVE
MSA-DOES | PES6363 | Emergency Eye Wash | Emergency Eye Wash / Safety Shower | 6dcea7c8-d7e4-ed11-8847-000d3acb5309 | Brookman Primary School | 2589 | ACTIVE
MSA-DOES | PES6630 | Air Conditioning: Variable Refrigerant Flow / VRF | Air Conditioning: Variable Refrigerant Flow (VRF) | d6a9f4c6-d7e4-ed11-8847-002248117628 | Brookman Primary School | 2589 | ACTIVE
MSA-DOES | PES1423 | Backflow Prevention Valve | Backflow Prevention Valve | e9daa8c7-d7e4-ed11-8847-0022489339ad | Bull Creek Primary School | 1821 | ACTIVE
MSA-DOES | PES1424 | Emergency & Exit Lighting | Emergency & Exit Lighting | 54cea7c8-d7e4-ed11-8847-000d3acb5309 | Bull Creek Primary School | 1821 | ACTIVE
MSA-DOES | PES1425 | Air Conditioning: Evaporative Cooler | Air Conditioning: Evaporative Cooler | d3a9f4c6-d7e4-ed11-8847-002248117628 | Bull Creek Primary School | 1821 | ACTIVE
MSA-DOES | PES1426 | Ga Space Heating | Gas Space Heating | 8fdcabc5-d7e4-ed11-8847-0022481170b3 | Bull Creek Primary School | 1821 | ACTIVE
MSA-DOES | PES1427 | Gutter, Downpipe & Roof | Gutters, Downpipes & Roofs | f8daa8c7-d7e4-ed11-8847-0022489339ad | Bull Creek Primary School | 1821 | ACTIVE
MSA-DOES | PES1428 | Play Ground Equipment Inc. Nature Play | Sport Court & Playground Equipment inc Natureplay | 92dcabc5-d7e4-ed11-8847-0022481170b3 | Bull Creek Primary School | 1821 | ACTIVE
MSA-DOES | PES1429 | Residual Current Device / RCD | Residual Current Devices (RCD) | 73cea7c8-d7e4-ed11-8847-000d3acb5309 | Bull Creek Primary School | 1821 | ACTIVE
MSA-DOES | PES1430 | Testing & Tagging | Testing & Tagging | dba9f4c6-d7e4-ed11-8847-002248117628 | Bull Creek Primary School | 1821 | ACTIVE
MSA-DOES | PES1431 | Fire Extinguisher | Fire Extinguisher | 63cea7c8-d7e4-ed11-8847-000d3acb5309 | Bull Creek Primary School | 1821 | ACTIVE
MSA-DOES | PES1432 | Fire Blanket | Fire Blanket | f5daa8c7-d7e4-ed11-8847-0022489339ad | Bull Creek Primary School | 1821 | ACTIVE
MSA-DOES | PES1433 | Pest Control | Pest Control | 68cea7c8-d7e4-ed11-8847-000d3acb5309 | Bull Creek Primary School | 1821 | ACTIVE
MSA-DOES | PES1434 | Fall Protection System | Fall Protection System | 8cdcabc5-d7e4-ed11-8847-0022481170b3 | Bull Creek Primary School | 1821 | ACTIVE
MSA-DOES | PES4116 | Solar Panel | Solar Electric System | 6acea7c8-d7e4-ed11-8847-000d3acb5309 | Bull Creek Primary School | 1821 | ACTIVE
MSA-DOES | PES4435 | Emergency Eye Wash | Emergency Eye Wash / Safety Shower | 6dcea7c8-d7e4-ed11-8847-000d3acb5309 | Bull Creek Primary School | 1821 | ACTIVE
MSA-DOES | PES4445 | Thermostatic Mixing Valve | Thermostatic Mixing Valve | 12dba8c7-d7e4-ed11-8847-0022489339ad | Bull Creek Primary School | 1821 | ACTIVE
MSA-DOES | PES5097 | Lighting Pole | Lighting Poles: External | 69cea7c8-d7e4-ed11-8847-000d3acb5309 | Bull Creek Primary School | 1821 | ACTIVE
MSA-DOES | PES5201 | Tempering Valve | Tempering Valve | 74cea7c8-d7e4-ed11-8847-000d3acb5309 | Bull Creek Primary School | 1821 | ACTIVE
MSA-DOES | PES5922 | Ga Appliance | Gas Appliance | 70cea7c8-d7e4-ed11-8847-000d3acb5309 | Bull Creek Primary School | 1821 | ACTIVE
MSA-DOES | PES6525 | Hot Water System: Ga & Electric | Hot Water Unit: Gas & Electric | d8a9f4c6-d7e4-ed11-8847-002248117628 | Bull Creek Primary School | 1821 | ACTIVE
MSA-DOES | PES6936 | Boiling/Chilled Water Unit | Drinking Water Unit: Boiling / Chilled | 57cea7c8-d7e4-ed11-8847-000d3acb5309 | Bull Creek Primary School | 1821 | ACTIVE
MSA-DOES | PES1435 | NO ASSETS ON SITE-Testing & Tagging - Portable Electrical Equipment | Testing & Tagging | dba9f4c6-d7e4-ed11-8847-002248117628 | Bungaree Kindy | 1536 | INACTIVE
MSA-DOES | PES1436 | Gutter, Downpipe & Roof | Gutters, Downpipes & Roofs | f8daa8c7-d7e4-ed11-8847-0022489339ad | Bungaree Kindy | 1536 | ACTIVE
MSA-DOES | PES4247 | Fall Protection System - Inspection, Test & Re-Certification - NO EQUIPMENT ON SITE | Fall Protection System | 8cdcabc5-d7e4-ed11-8847-0022481170b3 | Bungaree Kindy | 1536 | INACTIVE
MSA-DOES | PES5223 | Residual Current Device (RCD) - Testing, Inspection & Report | Residual Current Devices (RCD) | 73cea7c8-d7e4-ed11-8847-000d3acb5309 | Bungaree Kindy | 1536 | INACTIVE
MSA-DOES | PES5224 | NO LONGER MANAGE THIS SITE-RCD - Testing & Inspection | Residual Current Devices (RCD) | 73cea7c8-d7e4-ed11-8847-000d3acb5309 | Bungaree Kindy | 1536 | INACTIVE
MSA-DOES | PES1437 | Play Ground Equipment | Sport Court & Playground Equipment | 67cea7c8-d7e4-ed11-8847-000d3acb5309 | Bungaree Primary School | 1809 | ACTIVE
MSA-DOES | PES1438 | Backflow Prevention Valve | Backflow Prevention Valve | e9daa8c7-d7e4-ed11-8847-0022489339ad | Bungaree Primary School | 1809 | ACTIVE
MSA-DOES | PES1439 | Emergency & Exit Lighting | Emergency & Exit Lighting | 54cea7c8-d7e4-ed11-8847-000d3acb5309 | Bungaree Primary School | 1809 | ACTIVE
MSA-DOES | PES1440 | Air Conditioning: Evaporative Cooler | Air Conditioning: Evaporative Cooler | d3a9f4c6-d7e4-ed11-8847-002248117628 | Bungaree Primary School | 1809 | ACTIVE
MSA-DOES | PES1441 | Ga Space Heating | Gas Space Heating | 8fdcabc5-d7e4-ed11-8847-0022481170b3 | Bungaree Primary School | 1809 | ACTIVE
MSA-DOES | PES1442 | Gutter, Downpipe & Roof | Gutters, Downpipes & Roofs | f8daa8c7-d7e4-ed11-8847-0022489339ad | Bungaree Primary School | 1809 | ACTIVE
MSA-DOES | PES1443 | Solar Panel | Solar Electric System | 6acea7c8-d7e4-ed11-8847-000d3acb5309 | Bungaree Primary School | 1809 | ACTIVE
MSA-DOES | PES1444 | Testing & Tagging | Testing & Tagging | dba9f4c6-d7e4-ed11-8847-002248117628 | Bungaree Primary School | 1809 | ACTIVE
MSA-DOES | PES1445 | Fire Extinguisher | Fire Extinguisher | 63cea7c8-d7e4-ed11-8847-000d3acb5309 | Bungaree Primary School | 1809 | ACTIVE
MSA-DOES | PES1446 | Fire Blanket | Fire Blanket | f5daa8c7-d7e4-ed11-8847-0022489339ad | Bungaree Primary School | 1809 | ACTIVE
MSA-DOES | PES1447 | Residual Current Device / RCD | Residual Current Devices (RCD) | 73cea7c8-d7e4-ed11-8847-000d3acb5309 | Bungaree Primary School | 1809 | ACTIVE
MSA-DOES | PES1448 | Pest Control | Pest Control | 68cea7c8-d7e4-ed11-8847-000d3acb5309 | Bungaree Primary School | 1809 | ACTIVE
MSA-DOES | PES1449 | Fall Protection System | Fall Protection System | 8cdcabc5-d7e4-ed11-8847-0022481170b3 | Bungaree Primary School | 1809 | ACTIVE
MSA-DOES | PES4429 | Emergency Eye Wash | Emergency Eye Wash / Safety Shower | 6dcea7c8-d7e4-ed11-8847-000d3acb5309 | Bungaree Primary School | 1809 | ACTIVE
MSA-DOES | PES4997 | Lighting Pole | Lighting Poles: External | 69cea7c8-d7e4-ed11-8847-000d3acb5309 | Bungaree Primary School | 1809 | ACTIVE
MSA-DOES | PES5940 | Tempering Valve | Tempering Valve | 74cea7c8-d7e4-ed11-8847-000d3acb5309 | Bungaree Primary School | 1809 | ACTIVE
MSA-DOES | PES5941 | Thermostatic Mixing Valve | Thermostatic Mixing Valve | 12dba8c7-d7e4-ed11-8847-0022489339ad | Bungaree Primary School | 1809 | ACTIVE
MSA-DOES | PES5942 | Ga Appliance | Gas Appliance | 70cea7c8-d7e4-ed11-8847-000d3acb5309 | Bungaree Primary School | 1809 | ACTIVE
MSA-DOES | PES6490 | Hot Water System: Ga & Electric | Hot Water Unit: Gas & Electric | d8a9f4c6-d7e4-ed11-8847-002248117628 | Bungaree Primary School | 1809 | ACTIVE
MSA-DOES | PES6939 | Boiling/Chilled Water Unit | Drinking Water Unit: Boiling / Chilled | 57cea7c8-d7e4-ed11-8847-000d3acb5309 | Bungaree Primary School | 1809 | ACTIVE
MSA-DOES | PES1450 | Play Ground Equipment | Sport Court & Playground Equipment | 67cea7c8-d7e4-ed11-8847-000d3acb5309 | Burrendah Primary School | 1825 | ACTIVE
MSA-DOES | PES1451 | Testing & Tagging | Testing & Tagging | dba9f4c6-d7e4-ed11-8847-002248117628 | Burrendah Primary School | 1825 | ACTIVE
MSA-DOES | PES1452 | Backflow Prevention Valve | Backflow Prevention Valve | e9daa8c7-d7e4-ed11-8847-0022489339ad | Burrendah Primary School | 1825 | ACTIVE
MSA-DOES | PES1453 | Emergency & Exit Lighting | Emergency & Exit Lighting | 54cea7c8-d7e4-ed11-8847-000d3acb5309 | Burrendah Primary School | 1825 | ACTIVE
MSA-DOES | PES1454 | Air Conditioning: Evaporative Cooler | Air Conditioning: Evaporative Cooler | d3a9f4c6-d7e4-ed11-8847-002248117628 | Burrendah Primary School | 1825 | ACTIVE
MSA-DOES | PES1455 | Ga Space Heating | Gas Space Heating | 8fdcabc5-d7e4-ed11-8847-0022481170b3 | Burrendah Primary School | 1825 | ACTIVE
MSA-DOES | PES1456 | Gutter, Downpipe & Roof | Gutters, Downpipes & Roofs | f8daa8c7-d7e4-ed11-8847-0022489339ad | Burrendah Primary School | 1825 | ACTIVE
MSA-DOES | PES1457 | Residual Current Device / RCD | Residual Current Devices (RCD) | 73cea7c8-d7e4-ed11-8847-000d3acb5309 | Burrendah Primary School | 1825 | ACTIVE
MSA-DOES | PES1458 | Fire Extinguisher | Fire Extinguisher | 63cea7c8-d7e4-ed11-8847-000d3acb5309 | Burrendah Primary School | 1825 | ACTIVE
MSA-DOES | PES1459 | Fire Blanket | Fire Blanket | f5daa8c7-d7e4-ed11-8847-0022489339ad | Burrendah Primary School | 1825 | ACTIVE
MSA-DOES | PES1460 | Pest Control | Pest Control | 68cea7c8-d7e4-ed11-8847-000d3acb5309 | Burrendah Primary School | 1825 | ACTIVE
MSA-DOES | PES1461 | Fall Protection System | Fall Protection System | 8cdcabc5-d7e4-ed11-8847-0022481170b3 | Burrendah Primary School | 1825 | ACTIVE
MSA-DOES | PES4117 | Solar Panel | Solar Electric System | 6acea7c8-d7e4-ed11-8847-000d3acb5309 | Burrendah Primary School | 1825 | ACTIVE
MSA-DOES | PES4442 | Thermostatic Mixing Valve | Thermostatic Mixing Valve | 12dba8c7-d7e4-ed11-8847-0022489339ad | Burrendah Primary School | 1825 | ACTIVE
MSA-DOES | PES5098 | Lighting Pole | Lighting Poles: External | 69cea7c8-d7e4-ed11-8847-000d3acb5309 | Burrendah Primary School | 1825 | ACTIVE
MSA-DOES | PES5173 | Emergency Eye Wash | Emergency Eye Wash / Safety Shower | 6dcea7c8-d7e4-ed11-8847-000d3acb5309 | Burrendah Primary School | 1825 | ACTIVE
MSA-DOES | PES6267 | Hot Water System: Ga & Electric | Hot Water Unit: Gas & Electric | d8a9f4c6-d7e4-ed11-8847-002248117628 | Burrendah Primary School | 1825 | ACTIVE
MSA-DOES | PES6268 | Tempering Valve | Tempering Valve | 74cea7c8-d7e4-ed11-8847-000d3acb5309 | Burrendah Primary School | 1825 | ACTIVE
MSA-DOES | PES6962 | Boiling/Chilled Water Unit | Drinking Water Unit: Boiling / Chilled | 57cea7c8-d7e4-ed11-8847-000d3acb5309 | Burrendah Primary School | 1825 | ACTIVE
MSA-DOES | PES1462 | Backflow Prevention Valve | Backflow Prevention Valve | e9daa8c7-d7e4-ed11-8847-0022489339ad | Byford Primary School | 2501 | ACTIVE
MSA-DOES | PES1463 | Emergency & Exit Lighting | Emergency & Exit Lighting | 54cea7c8-d7e4-ed11-8847-000d3acb5309 | Byford Primary School | 2501 | ACTIVE
MSA-DOES | PES1464 | Air Conditioning: Evaporative Cooler | Air Conditioning: Evaporative Cooler | d3a9f4c6-d7e4-ed11-8847-002248117628 | Byford Primary School | 2501 | ACTIVE
MSA-DOES | PES1465 | Ga Space Heating | Gas Space Heating | 8fdcabc5-d7e4-ed11-8847-0022481170b3 | Byford Primary School | 2501 | ACTIVE
MSA-DOES | PES1466 | Gutter, Downpipe & Roof | Gutters, Downpipes & Roofs | f8daa8c7-d7e4-ed11-8847-0022489339ad | Byford Primary School | 2501 | ACTIVE
MSA-DOES | PES1467 | Play Ground Equipment | Sport Court & Playground Equipment | 67cea7c8-d7e4-ed11-8847-000d3acb5309 | Byford Primary School | 2501 | ACTIVE
MSA-DOES | PES1468 | Residual Current Device / RCD | Residual Current Devices (RCD) | 73cea7c8-d7e4-ed11-8847-000d3acb5309 | Byford Primary School | 2501 | ACTIVE
MSA-DOES | PES1469 | Testing & Tagging | Testing & Tagging | dba9f4c6-d7e4-ed11-8847-002248117628 | Byford Primary School | 2501 | ACTIVE
MSA-DOES | PES1470 | Fire Extinguisher | Fire Extinguisher | 63cea7c8-d7e4-ed11-8847-000d3acb5309 | Byford Primary School | 2501 | ACTIVE
MSA-DOES | PES1471 | Fire Hydrant | Fire Hydrant | f3daa8c7-d7e4-ed11-8847-0022489339ad | Byford Primary School | 2501 | ACTIVE
MSA-DOES | PES1472 | Fire Hydrant Booster Connection | Fire Hydrant Booster Connection | 5fcea7c8-d7e4-ed11-8847-000d3acb5309 | Byford Primary School | 2501 | ACTIVE
MSA-DOES | PES1473 | Fire Blanket | Fire Blanket | f5daa8c7-d7e4-ed11-8847-0022489339ad | Byford Primary School | 2501 | ACTIVE
MSA-DOES | PES1474 | Fire Break | Fire Break | 65cea7c8-d7e4-ed11-8847-000d3acb5309 | Byford Primary School | 2501 | ACTIVE
MSA-DOES | PES1475 | Pest Control | Pest Control | 68cea7c8-d7e4-ed11-8847-000d3acb5309 | Byford Primary School | 2501 | ACTIVE
MSA-DOES | PES1476 | Fire Hydrant | Fire Hydrant | f3daa8c7-d7e4-ed11-8847-0022489339ad | Byford Primary School | 2501 | ACTIVE
MSA-DOES | PES1477 | Fall Protection System | Fall Protection System | 8cdcabc5-d7e4-ed11-8847-0022481170b3 | Byford Primary School | 2501 | ACTIVE
MSA-DOES | PES4118 | Solar Panel | Solar Electric System | 6acea7c8-d7e4-ed11-8847-000d3acb5309 | Byford Primary School | 2501 | ACTIVE
MSA-DOES | PES4845 | Emergency Eye Wash | Emergency Eye Wash / Safety Shower | 6dcea7c8-d7e4-ed11-8847-000d3acb5309 | Byford Primary School | 2501 | ACTIVE
MSA-DOES | PES4963 | Lighting Pole | Lighting Poles: External | 69cea7c8-d7e4-ed11-8847-000d3acb5309 | Byford Primary School | 2501 | ACTIVE
MSA-DOES | PES5447 | Tempering Valve | Tempering Valve | 74cea7c8-d7e4-ed11-8847-000d3acb5309 | Byford Primary School | 2501 | ACTIVE
MSA-DOES | PES6138 | Thermostatic Mixing Valve | Thermostatic Mixing Valve | 12dba8c7-d7e4-ed11-8847-0022489339ad | Byford Primary School | 2501 | ACTIVE
MSA-DOES | PES6139 | Hot Water System: Ga & Electric | Hot Water Unit: Gas & Electric | d8a9f4c6-d7e4-ed11-8847-002248117628 | Byford Primary School | 2501 | ACTIVE
MSA-DOES | PES6318 | Hot Water System: Ga & Electric | Hot Water Unit: Gas & Electric | d8a9f4c6-d7e4-ed11-8847-002248117628 | Byford Primary School | 2501 | INACTIVE
MSA-DOES | PES6685 | Boiling/Chilled Water Unit | Drinking Water Unit: Boiling / Chilled | 57cea7c8-d7e4-ed11-8847-000d3acb5309 | Byford Primary School | 2501 | ACTIVE
MSA-DOES | PES1478 | Backflow Prevention Valve | Backflow Prevention Valve | e9daa8c7-d7e4-ed11-8847-0022489339ad | Byford Secondary College | 8858 | ACTIVE
MSA-DOES | PES1479 | INACTIVE-Grease Trap Barcode 816660 - Cleaning | Grease Trap: | fadaa8c7-d7e4-ed11-8847-0022489339ad | Byford Secondary College | 8858 | INACTIVE
MSA-DOES | PES1480 | Gutter, Downpipe & Roof | Gutters, Downpipes & Roofs | f8daa8c7-d7e4-ed11-8847-0022489339ad | Byford Secondary College | 8858 | ACTIVE
MSA-DOES | PES1481 | Emergency & Exit Lighting | Emergency & Exit Lighting | 54cea7c8-d7e4-ed11-8847-000d3acb5309 | Byford Secondary College | 8858 | ACTIVE
MSA-DOES | PES1482 | Fume Cupboard | Fume Cupboards | f7daa8c7-d7e4-ed11-8847-0022489339ad | Byford Secondary College | 8858 | ACTIVE
MSA-DOES | PES1483 | Air Conditioning: Evaporative Cooler | Air Conditioning: Evaporative Cooler | d3a9f4c6-d7e4-ed11-8847-002248117628 | Byford Secondary College | 8858 | ACTIVE
MSA-DOES | PES1484 | Residual Current Device / RCD | Residual Current Devices (RCD) | 73cea7c8-d7e4-ed11-8847-000d3acb5309 | Byford Secondary College | 8858 | ACTIVE
MSA-DOES | PES1485 | INACTIVE AS PER MARIO RAPANARO REQUEST-Termite Inspection | Pest Control | 68cea7c8-d7e4-ed11-8847-000d3acb5309 | Byford Secondary College | 8858 | INACTIVE
MSA-DOES | PES1486 | Fire Extinguisher | Fire Extinguisher | 63cea7c8-d7e4-ed11-8847-000d3acb5309 | Byford Secondary College | 8858 | ACTIVE
MSA-DOES | PES1487 | Fire Hydrant | Fire Hydrant | f3daa8c7-d7e4-ed11-8847-0022489339ad | Byford Secondary College | 8858 | ACTIVE
MSA-DOES | PES1488 | Fire Hydrant Booster Connection | Fire Hydrant Booster Connection | 5fcea7c8-d7e4-ed11-8847-000d3acb5309 | Byford Secondary College | 8858 | ACTIVE
MSA-DOES | PES1489 | Fire Hose Reel | Fire Hose Reel | f4daa8c7-d7e4-ed11-8847-0022489339ad | Byford Secondary College | 8858 | ACTIVE
MSA-DOES | PES1490 | Fire Blanket | Fire Blanket | f5daa8c7-d7e4-ed11-8847-0022489339ad | Byford Secondary College | 8858 | ACTIVE
MSA-DOES | PES1491 | Testing & Tagging | Testing & Tagging | dba9f4c6-d7e4-ed11-8847-002248117628 | Byford Secondary College | 8858 | ACTIVE
MSA-DOES | PES1492 | Fall Protection System | Fall Protection System | 8cdcabc5-d7e4-ed11-8847-0022481170b3 | Byford Secondary College | 8858 | ACTIVE
MSA-DOES | PES4464 | Extraction: Dust | Extraction System: Saw Dust | 61cea7c8-d7e4-ed11-8847-000d3acb5309 | Byford Secondary College | 8858 | ACTIVE
MSA-DOES | PES4498 | Grease Trap: | Grease Trap: | fadaa8c7-d7e4-ed11-8847-0022489339ad | Byford Secondary College | 8858 | ACTIVE
MSA-DOES | PES4504 | PAC: Retractable Seating | PAC: | ffdaa8c7-d7e4-ed11-8847-0022489339ad | Byford Secondary College | 8858 | ACTIVE
MSA-DOES | PES4521 | PAC: Lighting System | PAC: | ffdaa8c7-d7e4-ed11-8847-0022489339ad | Byford Secondary College | 8858 | ACTIVE
MSA-DOES | PES4571 | PAC: Curtain | PAC: | ffdaa8c7-d7e4-ed11-8847-0022489339ad | Byford Secondary College | 8858 | ACTIVE
MSA-DOES | PES4600 | PAC: Audio System | PAC: | ffdaa8c7-d7e4-ed11-8847-0022489339ad | Byford Secondary College | 8858 | ACTIVE
MSA-DOES | PES4627 | PAC: Hoist / Winche | PAC: Hoist / Winch | fddaa8c7-d7e4-ed11-8847-0022489339ad | Byford Secondary College | 8858 | ACTIVE
MSA-DOES | PES4664 | Thermostatic Mixing Valve | Thermostatic Mixing Valve | 12dba8c7-d7e4-ed11-8847-0022489339ad | Byford Secondary College | 8858 | ACTIVE
MSA-DOES | PES4665 | Emergency Eye Wash | Emergency Eye Wash / Safety Shower | 6dcea7c8-d7e4-ed11-8847-000d3acb5309 | Byford Secondary College | 8858 | ACTIVE
MSA-DOES | PES4686 | Fire Hydrant | Fire Hydrant | f3daa8c7-d7e4-ed11-8847-0022489339ad | Byford Secondary College | 8858 | ACTIVE
MSA-DOES | PES4998 | Lighting Pole | Lighting Poles: External | 69cea7c8-d7e4-ed11-8847-000d3acb5309 | Byford Secondary College | 8858 | ACTIVE
MSA-DOES | PES5270 | Lift | Lift: Passenger | 5dcea7c8-d7e4-ed11-8847-000d3acb5309 | Byford Secondary College | 8858 | ACTIVE
MSA-DOES | PES5317 | Tempering Valve | Tempering Valve | 74cea7c8-d7e4-ed11-8847-000d3acb5309 | Byford Secondary College | 8858 | ACTIVE
MSA-DOES | PES5410 | Swimming Pool: Hydrotherapy | Swimming Pool | 09dba8c7-d7e4-ed11-8847-0022489339ad | Byford Secondary College | 8858 | ACTIVE
MSA-DOES | PES5479 | Design & Technology: Fixed Equipment | Design & Technology: Fixed Equipment | 53cea7c8-d7e4-ed11-8847-000d3acb5309 | Byford Secondary College | 8858 | ACTIVE
MSA-DOES | PES5529 | DUPLICATE - Tempering Valve - Inspection, Service & Report | Tempering Valve | 74cea7c8-d7e4-ed11-8847-000d3acb5309 | Byford Secondary College | 8858 | INACTIVE
MSA-DOES | PES5549 | Ga Space Heating | Gas Space Heating | 8fdcabc5-d7e4-ed11-8847-0022481170b3 | Byford Secondary College | 8858 | ACTIVE
MSA-DOES | PES5600 | Lifting Equipment | Lifting Equipment: Hoist / Winch | fcdaa8c7-d7e4-ed11-8847-0022489339ad | Byford Secondary College | 8858 | ACTIVE
MSA-DOES | PES5647 | Ga Appliance | Gas Appliance | 70cea7c8-d7e4-ed11-8847-000d3acb5309 | Byford Secondary College | 8858 | ACTIVE
MSA-DOES | PES5726 | Fire Monitoring | Fire Detection: Smoke / Heat | 58cea7c8-d7e4-ed11-8847-000d3acb5309 | Byford Secondary College | 8858 | ACTIVE
MSA-DOES | PES5934 | Fire Alarm System / FIP | Fire Alarm System (FIP) | f1daa8c7-d7e4-ed11-8847-0022489339ad | Byford Secondary College | 8858 | ACTIVE
MSA-DOES | PES5935 | Smoke & Heat Detector | Fire Detection: Smoke / Heat | 58cea7c8-d7e4-ed11-8847-000d3acb5309 | Byford Secondary College | 8858 | ACTIVE
MSA-DOES | PES5948 | Fire Emergency Warning & Intercommunication System / EWIS | Fire Emergency Warning & Intercommunications Systems (EWIS) or (OWS) | f6daa8c7-d7e4-ed11-8847-0022489339ad | Byford Secondary College | 8858 | ACTIVE
MSA-DOES | PES5950 | CANCELLED - DOUBLE UP OF PES5948 - Fire Emergency Warning & Intercommunication System / EWIS | Fire Emergency Warning & Intercommunications Systems (EWIS) or (OWS) | f6daa8c7-d7e4-ed11-8847-0022489339ad | Byford Secondary College | 8858 | INACTIVE
MSA-DOES | PES5956 | Air Conditioning: Evaporative Cooler / Ga | Air Conditioning: Evaporative Cooler | d3a9f4c6-d7e4-ed11-8847-002248117628 | Byford Secondary College | 8858 | ACTIVE
MSA-DOES | PES5984 | Fire Break | Fire Break | 65cea7c8-d7e4-ed11-8847-000d3acb5309 | Byford Secondary College | 8858 | ACTIVE
MSA-DOES | PES5997 | Dangerou Good Safety Storage Cabinet | Dangerous Goods Safety Storage Cabinets | eedaa8c7-d7e4-ed11-8847-0022489339ad | Byford Secondary College | 8858 | ACTIVE
MSA-DOES | PES6067 | Swimming Pool: UV Equipment | Swimming Pool | 09dba8c7-d7e4-ed11-8847-0022489339ad | Byford Secondary College | 8858 | INACTIVE
MSA-DOES | PES6194 | Lift: Monitoring Service | Lift: Passenger | 5dcea7c8-d7e4-ed11-8847-000d3acb5309 | Byford Secondary College | 8858 | ACTIVE
MSA-DOES | PES6374 | Boiling/Chilled Water Unit | Drinking Water Unit: Boiling / Chilled | 57cea7c8-d7e4-ed11-8847-000d3acb5309 | Byford Secondary College | 8858 | ACTIVE
MSA-DOES | PES6667 | Air Compressor: Receiver | Air Compressor | d1a9f4c6-d7e4-ed11-8847-002248117628 | Byford Secondary College | 8858 | ACTIVE
MSA-DOES | PES6693 | Hot Water System: Ga & Electric | Hot Water Unit: Gas & Electric | d8a9f4c6-d7e4-ed11-8847-002248117628 | Byford Secondary College | 8858 | ACTIVE
MSA-DOES | PES6709 | Compressor: | Air Compressor | d1a9f4c6-d7e4-ed11-8847-002248117628 | Byford Secondary College | 8858 | ACTIVE
MSA-DOES | PES7014 | Design & Technology: Reticulated Ga Welding System | Design & Technology: Reticulated Gas Welding System | 11dba8c7-d7e4-ed11-8847-0022489339ad | Byford Secondary College | 8858 | ACTIVE
MSA-DOES | PES1493 | Backflow Prevention Valve | Backflow Prevention Valve | e9daa8c7-d7e4-ed11-8847-0022489339ad | Caladenia Primary School | 6902 | ACTIVE
MSA-DOES | PES1494 | Emergency & Exit Lighting | Emergency & Exit Lighting | 54cea7c8-d7e4-ed11-8847-000d3acb5309 | Caladenia Primary School | 6902 | ACTIVE
MSA-DOES | PES1495 | Gutter, Downpipe & Roof | Gutters, Downpipes & Roofs | f8daa8c7-d7e4-ed11-8847-0022489339ad | Caladenia Primary School | 6902 | ACTIVE
MSA-DOES | PES1496 | Play Ground Equipment | Sport Court & Playground Equipment | 67cea7c8-d7e4-ed11-8847-000d3acb5309 | Caladenia Primary School | 6902 | ACTIVE
MSA-DOES | PES1497 | Residual Current Device / RCD | Residual Current Devices (RCD) | 73cea7c8-d7e4-ed11-8847-000d3acb5309 | Caladenia Primary School | 6902 | ACTIVE
MSA-DOES | PES1498 | Testing & Tagging | Testing & Tagging | dba9f4c6-d7e4-ed11-8847-002248117628 | Caladenia Primary School | 6902 | ACTIVE
MSA-DOES | PES1499 | Fire Extinguisher | Fire Extinguisher | 63cea7c8-d7e4-ed11-8847-000d3acb5309 | Caladenia Primary School | 6902 | ACTIVE
MSA-DOES | PES1500 | Fire Hydrant | Fire Hydrant | f3daa8c7-d7e4-ed11-8847-0022489339ad | Caladenia Primary School | 6902 | ACTIVE
MSA-DOES | PES1501 | Fire Blanket | Fire Blanket | f5daa8c7-d7e4-ed11-8847-0022489339ad | Caladenia Primary School | 6902 | ACTIVE
MSA-DOES | PES1502 | INACTIVE AS PER MARIO RAPANARO REQUEST-Termite Inspection | Pest Control | 68cea7c8-d7e4-ed11-8847-000d3acb5309 | Caladenia Primary School | 6902 | INACTIVE
MSA-DOES | PES1503 | Fall Protection System | Fall Protection System | 8cdcabc5-d7e4-ed11-8847-0022481170b3 | Caladenia Primary School | 6902 | ACTIVE
MSA-DOES | PES4097 | Air Conditioning: Evaporative Cooler | Air Conditioning: Evaporative Cooler | d3a9f4c6-d7e4-ed11-8847-002248117628 | Caladenia Primary School | 6902 | ACTIVE
MSA-DOES | PES4119 | Solar Panel | Solar Electric System | 6acea7c8-d7e4-ed11-8847-000d3acb5309 | Caladenia Primary School | 6902 | ACTIVE
MSA-DOES | PES4360 | Thermostatic Mixing Valve | Thermostatic Mixing Valve | 12dba8c7-d7e4-ed11-8847-0022489339ad | Caladenia Primary School | 6902 | ACTIVE
MSA-DOES | PES4687 | Fire Hydrant | Fire Hydrant | f3daa8c7-d7e4-ed11-8847-0022489339ad | Caladenia Primary School | 6902 | ACTIVE
MSA-DOES | PES4896 | Emergency Eye Wash | Emergency Eye Wash / Safety Shower | 6dcea7c8-d7e4-ed11-8847-000d3acb5309 | Caladenia Primary School | 6902 | ACTIVE
MSA-DOES | PES4964 | Lighting Pole | Lighting Poles: External | 69cea7c8-d7e4-ed11-8847-000d3acb5309 | Caladenia Primary School | 6902 | ACTIVE
MSA-DOES | PES5841 | Ga Appliance | Gas Appliance | 70cea7c8-d7e4-ed11-8847-000d3acb5309 | Caladenia Primary School | 6902 | ACTIVE
MSA-DOES | PES6356 | Hot Water System: Ga & Electric | Hot Water Unit: Gas & Electric | d8a9f4c6-d7e4-ed11-8847-002248117628 | Caladenia Primary School | 6902 | ACTIVE
MSA-DOES | PES6776 | Boiling/Chilled Water Unit | Drinking Water Unit: Boiling / Chilled | 57cea7c8-d7e4-ed11-8847-000d3acb5309 | Caladenia Primary School | 6902 | ACTIVE
MSA-DOES | PES6778 | Tempering Valve | Tempering Valve | 74cea7c8-d7e4-ed11-8847-000d3acb5309 | Caladenia Primary School | 6902 | ACTIVE
MSA-DOES | PES1504 | Backflow Prevention Valve | Backflow Prevention Valve | e9daa8c7-d7e4-ed11-8847-0022489339ad | Calista Primary School | 1719 | ACTIVE
MSA-DOES | PES1505 | Emergency & Exit Lighting | Emergency & Exit Lighting | 54cea7c8-d7e4-ed11-8847-000d3acb5309 | Calista Primary School | 1719 | ACTIVE
MSA-DOES | PES1506 | Air Conditioning: Evaporative Cooler | Air Conditioning: Evaporative Cooler | d3a9f4c6-d7e4-ed11-8847-002248117628 | Calista Primary School | 1719 | ACTIVE
MSA-DOES | PES1507 | Ga Space Heating | Gas Space Heating | 8fdcabc5-d7e4-ed11-8847-0022481170b3 | Calista Primary School | 1719 | ACTIVE
MSA-DOES | PES1508 | Gutter, Downpipe & Roof | Gutters, Downpipes & Roofs | f8daa8c7-d7e4-ed11-8847-0022489339ad | Calista Primary School | 1719 | ACTIVE
MSA-DOES | PES1509 | Play Ground Equipment Inc. Nature Play | Sport Court & Playground Equipment inc Natureplay | 92dcabc5-d7e4-ed11-8847-0022481170b3 | Calista Primary School | 1719 | ACTIVE
MSA-DOES | PES1510 | Solar Panel | Solar Electric System | 6acea7c8-d7e4-ed11-8847-000d3acb5309 | Calista Primary School | 1719 | ACTIVE
MSA-DOES | PES1511 | Testing & Tagging | Testing & Tagging | dba9f4c6-d7e4-ed11-8847-002248117628 | Calista Primary School | 1719 | ACTIVE
MSA-DOES | PES1512 | Fire Extinguisher | Fire Extinguisher | 63cea7c8-d7e4-ed11-8847-000d3acb5309 | Calista Primary School | 1719 | ACTIVE
MSA-DOES | PES1513 | Fire Blanket | Fire Blanket | f5daa8c7-d7e4-ed11-8847-0022489339ad | Calista Primary School | 1719 | ACTIVE
MSA-DOES | PES1514 | Residual Current Device / RCD | Residual Current Devices (RCD) | 73cea7c8-d7e4-ed11-8847-000d3acb5309 | Calista Primary School | 1719 | ACTIVE
MSA-DOES | PES1515 | Pest Control | Pest Control | 68cea7c8-d7e4-ed11-8847-000d3acb5309 | Calista Primary School | 1719 | ACTIVE
MSA-DOES | PES1516 | Fall Protection System | Fall Protection System | 8cdcabc5-d7e4-ed11-8847-0022481170b3 | Calista Primary School | 1719 | ACTIVE
MSA-DOES | PES4810 | Thermostatic Mixing Valve | Thermostatic Mixing Valve | 12dba8c7-d7e4-ed11-8847-0022489339ad | Calista Primary School | 1719 | ACTIVE
MSA-DOES | PES4811 | Emergency Eye Wash | Emergency Eye Wash / Safety Shower | 6dcea7c8-d7e4-ed11-8847-000d3acb5309 | Calista Primary School | 1719 | ACTIVE
MSA-DOES | PES4965 | Lighting Pole | Lighting Poles: External | 69cea7c8-d7e4-ed11-8847-000d3acb5309 | Calista Primary School | 1719 | ACTIVE
MSA-DOES | PES5358 | Pest Control | Pest Control | 68cea7c8-d7e4-ed11-8847-000d3acb5309 | Calista Primary School | 1719 | ACTIVE
MSA-DOES | PES5385 | Tempering Valve | Tempering Valve | 74cea7c8-d7e4-ed11-8847-000d3acb5309 | Calista Primary School | 1719 | ACTIVE
MSA-DOES | PES5682 | INACTIVE NO ASSETS ONSITE-Ga Appliance - Inspection, Testing & Report | Gas Appliance | 70cea7c8-d7e4-ed11-8847-000d3acb5309 | Calista Primary School | 1719 | INACTIVE
MSA-DOES | PES6584 | Hot Water System: Ga & Electric | Hot Water Unit: Gas & Electric | d8a9f4c6-d7e4-ed11-8847-002248117628 | Calista Primary School | 1719 | ACTIVE
MSA-DOES | PES6585 | Boiling/Chilled Water Unit | Drinking Water Unit: Boiling / Chilled | 57cea7c8-d7e4-ed11-8847-000d3acb5309 | Calista Primary School | 1719 | ACTIVE
MSA-DOES | PES1517 | Backflow Prevention Valve | Backflow Prevention Valve | e9daa8c7-d7e4-ed11-8847-0022489339ad | Campbell Primary School | 6746 | ACTIVE
MSA-DOES | PES1518 | Emergency & Exit Lighting | Emergency & Exit Lighting | 54cea7c8-d7e4-ed11-8847-000d3acb5309 | Campbell Primary School | 6746 | ACTIVE
MSA-DOES | PES1519 | Air Conditioning: Evaporative Cooler | Air Conditioning: Evaporative Cooler | d3a9f4c6-d7e4-ed11-8847-002248117628 | Campbell Primary School | 6746 | ACTIVE
MSA-DOES | PES1520 | Gutter, Downpipe & Roof | Gutters, Downpipes & Roofs | f8daa8c7-d7e4-ed11-8847-0022489339ad | Campbell Primary School | 6746 | ACTIVE
MSA-DOES | PES1521 | Lift | Lift: Passenger | 5dcea7c8-d7e4-ed11-8847-000d3acb5309 | Campbell Primary School | 6746 | ACTIVE
MSA-DOES | PES1522 | Play Ground Equipment Inc. Nature Play | Sport Court & Playground Equipment inc Natureplay | 92dcabc5-d7e4-ed11-8847-0022481170b3 | Campbell Primary School | 6746 | ACTIVE
MSA-DOES | PES1523 | Residual Current Device / RCD | Residual Current Devices (RCD) | 73cea7c8-d7e4-ed11-8847-000d3acb5309 | Campbell Primary School | 6746 | ACTIVE
MSA-DOES | PES1524 | Testing & Tagging | Testing & Tagging | dba9f4c6-d7e4-ed11-8847-002248117628 | Campbell Primary School | 6746 | ACTIVE
MSA-DOES | PES1525 | Fire Extinguisher | Fire Extinguisher | 63cea7c8-d7e4-ed11-8847-000d3acb5309 | Campbell Primary School | 6746 | ACTIVE
MSA-DOES | PES1526 | Fire Hydrant | Fire Hydrant | f3daa8c7-d7e4-ed11-8847-0022489339ad | Campbell Primary School | 6746 | ACTIVE
MSA-DOES | PES1527 | Fire Hydrant Booster Connection | Fire Hydrant Booster Connection | 5fcea7c8-d7e4-ed11-8847-000d3acb5309 | Campbell Primary School | 6746 | ACTIVE
MSA-DOES | PES1528 | Fire Hose Reel | Fire Hose Reel | f4daa8c7-d7e4-ed11-8847-0022489339ad | Campbell Primary School | 6746 | ACTIVE
MSA-DOES | PES1529 | Fire Blanket | Fire Blanket | f5daa8c7-d7e4-ed11-8847-0022489339ad | Campbell Primary School | 6746 | ACTIVE
MSA-DOES | PES1530 | INACTIVE AS PER MARIO RAPANARO REQUEST-Termite Inspection | Pest Control | 68cea7c8-d7e4-ed11-8847-000d3acb5309 | Campbell Primary School | 6746 | INACTIVE
MSA-DOES | PES1531 | Fall Protection System | Fall Protection System | 8cdcabc5-d7e4-ed11-8847-0022481170b3 | Campbell Primary School | 6746 | ACTIVE
MSA-DOES | PES4120 | Solar Panel | Solar Electric System | 6acea7c8-d7e4-ed11-8847-000d3acb5309 | Campbell Primary School | 6746 | ACTIVE
MSA-DOES | PES4688 | Fire Hydrant | Fire Hydrant | f3daa8c7-d7e4-ed11-8847-0022489339ad | Campbell Primary School | 6746 | ACTIVE
MSA-DOES | PES4877 | Emergency Eye Wash | Emergency Eye Wash / Safety Shower | 6dcea7c8-d7e4-ed11-8847-000d3acb5309 | Campbell Primary School | 6746 | ACTIVE
MSA-DOES | PES4999 | Lighting Pole | Lighting Poles: External | 69cea7c8-d7e4-ed11-8847-000d3acb5309 | Campbell Primary School | 6746 | ACTIVE
MSA-DOES | PES5461 | Fire Hydrant | Fire Hydrant | f3daa8c7-d7e4-ed11-8847-0022489339ad | Campbell Primary School | 6746 | ACTIVE
MSA-DOES | PES5493 | Tempering Valve | Tempering Valve | 74cea7c8-d7e4-ed11-8847-000d3acb5309 | Campbell Primary School | 6746 | ACTIVE
MSA-DOES | PES5494 | Thermostatic Mixing Valve | Thermostatic Mixing Valve | 12dba8c7-d7e4-ed11-8847-0022489339ad | Campbell Primary School | 6746 | ACTIVE
MSA-DOES | PES5930 | Effluent System | Sewerage Pumping Station | 55cea7c8-d7e4-ed11-8847-000d3acb5309 | Campbell Primary School | 6746 | ACTIVE
MSA-DOES | PES6174 | Hot Water System: Ga & Electric | Hot Water Unit: Gas & Electric | d8a9f4c6-d7e4-ed11-8847-002248117628 | Campbell Primary School | 6746 | ACTIVE
MSA-DOES | PES6779 | Boiling/Chilled Water Unit | Drinking Water Unit: Boiling / Chilled | 57cea7c8-d7e4-ed11-8847-000d3acb5309 | Campbell Primary School | 6746 | ACTIVE
MSA-DOES | PES6782 | Lift: Monitoring Service | Lift: Passenger | 5dcea7c8-d7e4-ed11-8847-000d3acb5309 | Campbell Primary School | 6746 | ACTIVE
MSA-DOES | PES7070 | Fan: Large Diameter | Fan: Large Diameter | 5acea7c8-d7e4-ed11-8847-000d3acb5309 | Campbell Primary School | 6746 | ACTIVE
MSA-DOES | PES1532 | Emergency & Exit Lighting | Emergency & Exit Lighting | 54cea7c8-d7e4-ed11-8847-000d3acb5309 | Canning College | 2493 | ACTIVE
MSA-DOES | PES1533 | Air Conditioning: Evaporative Cooler | Air Conditioning: Evaporative Cooler | d3a9f4c6-d7e4-ed11-8847-002248117628 | Canning College | 2493 | ACTIVE
MSA-DOES | PES1534 | Fume Cupboard | Fume Cupboards | f7daa8c7-d7e4-ed11-8847-0022489339ad | Canning College | 2493 | ACTIVE
MSA-DOES | PES1535 | Ga Space Heating | Gas Space Heating | 8fdcabc5-d7e4-ed11-8847-0022481170b3 | Canning College | 2493 | ACTIVE
MSA-DOES | PES1536 | Gutter, Downpipe & Roof | Gutters, Downpipes & Roofs | f8daa8c7-d7e4-ed11-8847-0022489339ad | Canning College | 2493 | ACTIVE
MSA-DOES | PES1537 | Grease Trap: | Grease Trap: | fadaa8c7-d7e4-ed11-8847-0022489339ad | Canning College | 2493 | ACTIVE
MSA-DOES | PES1538 | Residual Current Device / RCD | Residual Current Devices (RCD) | 73cea7c8-d7e4-ed11-8847-000d3acb5309 | Canning College | 2493 | ACTIVE
MSA-DOES | PES1539 | Testing & Tagging | Testing & Tagging | dba9f4c6-d7e4-ed11-8847-002248117628 | Canning College | 2493 | ACTIVE
MSA-DOES | PES1540 | Fire Extinguisher | Fire Extinguisher | 63cea7c8-d7e4-ed11-8847-000d3acb5309 | Canning College | 2493 | ACTIVE
MSA-DOES | PES1541 | Fire Hydrant | Fire Hydrant | f3daa8c7-d7e4-ed11-8847-0022489339ad | Canning College | 2493 | ACTIVE
MSA-DOES | PES1542 | Fire Hydrant Booster Connection | Fire Hydrant Booster Connection | 5fcea7c8-d7e4-ed11-8847-000d3acb5309 | Canning College | 2493 | ACTIVE
MSA-DOES | PES1543 | Fire Hose Reel | Fire Hose Reel | f4daa8c7-d7e4-ed11-8847-0022489339ad | Canning College | 2493 | ACTIVE
MSA-DOES | PES1544 | Fire Blanket | Fire Blanket | f5daa8c7-d7e4-ed11-8847-0022489339ad | Canning College | 2493 | ACTIVE
MSA-DOES | PES1545 | Fire Pump: Diesel | Fire Pump: Diesel | 00dba8c7-d7e4-ed11-8847-0022489339ad | Canning College | 2493 | ACTIVE
MSA-DOES | PES1546 | Pest Control | Pest Control | 68cea7c8-d7e4-ed11-8847-000d3acb5309 | Canning College | 2493 | ACTIVE
MSA-DOES | PES4081 | Fire Pump: Electric | Fire Pump: Electric | 89dcabc5-d7e4-ed11-8847-0022481170b3 | Canning College | 2493 | ACTIVE
MSA-DOES | PES4121 | Solar Panel | Solar Electric System | 6acea7c8-d7e4-ed11-8847-000d3acb5309 | Canning College | 2493 | ACTIVE
MSA-DOES | PES4248 | Fall Protection System | Fall Protection System | 8cdcabc5-d7e4-ed11-8847-0022481170b3 | Canning College | 2493 | ACTIVE
MSA-DOES | PES4308 | Fire Water Storage Tank | Fire Water Storage Tank | 60cea7c8-d7e4-ed11-8847-000d3acb5309 | Canning College | 2493 | ACTIVE
MSA-DOES | PES4469 | Backflow Prevention Valve | Backflow Prevention Valve | e9daa8c7-d7e4-ed11-8847-0022489339ad | Canning College | 2493 | ACTIVE
MSA-DOES | PES4489 | Emergency Eye Wash | Emergency Eye Wash / Safety Shower | 6dcea7c8-d7e4-ed11-8847-000d3acb5309 | Canning College | 2493 | ACTIVE
MSA-DOES | PES4689 | Fire Hydrant | Fire Hydrant | f3daa8c7-d7e4-ed11-8847-0022489339ad | Canning College | 2493 | ACTIVE
MSA-DOES | PES5000 | Lighting Pole | Lighting Poles: External | 69cea7c8-d7e4-ed11-8847-000d3acb5309 | Canning College | 2493 | ACTIVE
MSA-DOES | PES5260 | Thermostatic Mixing Valve | Thermostatic Mixing Valve | 12dba8c7-d7e4-ed11-8847-0022489339ad | Canning College | 2493 | ACTIVE
MSA-DOES | PES5261 | Tempering Valve | Tempering Valve | 74cea7c8-d7e4-ed11-8847-000d3acb5309 | Canning College | 2493 | ACTIVE
MSA-DOES | PES5623 | Ga Appliance | Gas Appliance | 70cea7c8-d7e4-ed11-8847-000d3acb5309 | Canning College | 2493 | ACTIVE
MSA-DOES | PES6011 | Dangerou Good Safety Storage Cabinet | Dangerous Goods Safety Storage Cabinets | eedaa8c7-d7e4-ed11-8847-0022489339ad | Canning College | 2493 | ACTIVE
MSA-DOES | PES6220 | Fire Pump: Diesel | Fire Pump: Diesel | 00dba8c7-d7e4-ed11-8847-0022489339ad | Canning College | 2493 | ACTIVE
MSA-DOES | PES6221 | Fire Pump: Electric | Fire Pump: Electric | 89dcabc5-d7e4-ed11-8847-0022481170b3 | Canning College | 2493 | ACTIVE
MSA-DOES | PES6327 | Boiling/Chilled Water Unit | Drinking Water Unit: Boiling / Chilled | 57cea7c8-d7e4-ed11-8847-000d3acb5309 | Canning College | 2493 | ACTIVE
MSA-DOES | PES6417 | Fire Brigade Booster Connection: Overhaul | Fire Hydrant Booster Connection | 5fcea7c8-d7e4-ed11-8847-000d3acb5309 | Canning College | 2493 | ACTIVE
MSA-DOES | PES6418 | Fire Hydrant: Overhaul | Fire Hydrant | f3daa8c7-d7e4-ed11-8847-0022489339ad | Canning College | 2493 | ACTIVE
MSA-DOES | PES6419 | Fire Brigade Booster Connection: Pressure Gauge | Fire Hydrant Booster Connection | 5fcea7c8-d7e4-ed11-8847-000d3acb5309 | Canning College | 2493 | ACTIVE
MSA-DOES | PES6420 | Fire Hydrant: Booster - Hydrostatic Test | Fire Hydrant Booster Connection | 5fcea7c8-d7e4-ed11-8847-000d3acb5309 | Canning College | 2493 | ACTIVE
MSA-DOES | PES6421 | Fire Hydrant: Booster - Flow Test | Fire Hydrant Booster Connection | 5fcea7c8-d7e4-ed11-8847-000d3acb5309 | Canning College | 2493 | ACTIVE
MSA-DOES | PES6614 | Hot Water System: Ga & Electric | Hot Water Unit: Gas & Electric | d8a9f4c6-d7e4-ed11-8847-002248117628 | Canning College | 2493 | ACTIVE
MSA-DOES | PES6710 | Compressor: | Air Compressor | d1a9f4c6-d7e4-ed11-8847-002248117628 | Canning College | 2493 | ACTIVE
MSA-DOES | PES6838 | NONE ON SITE Extraction: Dust | Extraction System: Saw Dust | 61cea7c8-d7e4-ed11-8847-000d3acb5309 | Canning College | 2493 | INACTIVE
MSA-DOES | PES1547 | Backflow Prevention Valve | Backflow Prevention Valve | e9daa8c7-d7e4-ed11-8847-0022489339ad | Canning Vale College | 6107 | ACTIVE
MSA-DOES | PES1548 | Emergency & Exit Lighting | Emergency & Exit Lighting | 54cea7c8-d7e4-ed11-8847-000d3acb5309 | Canning Vale College | 6107 | ACTIVE
MSA-DOES | PES1549 | Air Conditioning: Evaporative Cooler | Air Conditioning: Evaporative Cooler | d3a9f4c6-d7e4-ed11-8847-002248117628 | Canning Vale College | 6107 | ACTIVE
MSA-DOES | PES1550 | SERVICE NOT REQUIRED-Fire Break - Clearing & Report | Fire Break | 65cea7c8-d7e4-ed11-8847-000d3acb5309 | Canning Vale College | 6107 | INACTIVE
MSA-DOES | PES1551 | Fume Cupboard | Fume Cupboards | f7daa8c7-d7e4-ed11-8847-0022489339ad | Canning Vale College | 6107 | ACTIVE
MSA-DOES | PES1552 | Ga Space Heating | Gas Space Heating | 8fdcabc5-d7e4-ed11-8847-0022481170b3 | Canning Vale College | 6107 | ACTIVE
MSA-DOES | PES1553 | Gutter, Downpipe & Roof | Gutters, Downpipes & Roofs | f8daa8c7-d7e4-ed11-8847-0022489339ad | Canning Vale College | 6107 | ACTIVE
MSA-DOES | PES1554 | Lift | Lift: Passenger | 5dcea7c8-d7e4-ed11-8847-000d3acb5309 | Canning Vale College | 6107 | ACTIVE
MSA-DOES | PES1555 | Residual Current Device / RCD | Residual Current Devices (RCD) | 73cea7c8-d7e4-ed11-8847-000d3acb5309 | Canning Vale College | 6107 | ACTIVE
MSA-DOES | PES1556 | Testing & Tagging | Testing & Tagging | dba9f4c6-d7e4-ed11-8847-002248117628 | Canning Vale College | 6107 | ACTIVE
MSA-DOES | PES1557 | Fire Extinguisher | Fire Extinguisher | 63cea7c8-d7e4-ed11-8847-000d3acb5309 | Canning Vale College | 6107 | ACTIVE
MSA-DOES | PES1558 | Fire Hydrant | Fire Hydrant | f3daa8c7-d7e4-ed11-8847-0022489339ad | Canning Vale College | 6107 | ACTIVE
MSA-DOES | PES1559 | Fire Hydrant Booster Connection | Fire Hydrant Booster Connection | 5fcea7c8-d7e4-ed11-8847-000d3acb5309 | Canning Vale College | 6107 | ACTIVE
MSA-DOES | PES1560 | Fire Hose Reel | Fire Hose Reel | f4daa8c7-d7e4-ed11-8847-0022489339ad | Canning Vale College | 6107 | ACTIVE
MSA-DOES | PES1561 | Fire Blanket | Fire Blanket | f5daa8c7-d7e4-ed11-8847-0022489339ad | Canning Vale College | 6107 | ACTIVE
MSA-DOES | PES1562 | Pest Control | Pest Control | 68cea7c8-d7e4-ed11-8847-000d3acb5309 | Canning Vale College | 6107 | ACTIVE
MSA-DOES | PES1563 | Fire Hydrant | Fire Hydrant | f3daa8c7-d7e4-ed11-8847-0022489339ad | Canning Vale College | 6107 | ACTIVE
MSA-DOES | PES4217 | Grease Trap: | Grease Trap: | fadaa8c7-d7e4-ed11-8847-0022489339ad | Canning Vale College | 6107 | ACTIVE
MSA-DOES | PES4249 | Fall Protection System | Fall Protection System | 8cdcabc5-d7e4-ed11-8847-0022481170b3 | Canning Vale College | 6107 | ACTIVE
MSA-DOES | PES4522 | PAC: Lighting System | PAC: | ffdaa8c7-d7e4-ed11-8847-0022489339ad | Canning Vale College | 6107 | ACTIVE
MSA-DOES | PES4548 | PAC: Staging System | PAC: | ffdaa8c7-d7e4-ed11-8847-0022489339ad | Canning Vale College | 6107 | ACTIVE
MSA-DOES | PES4572 | PAC: Curtain | PAC: | ffdaa8c7-d7e4-ed11-8847-0022489339ad | Canning Vale College | 6107 | ACTIVE
MSA-DOES | PES4601 | PAC: Audio System | PAC: | ffdaa8c7-d7e4-ed11-8847-0022489339ad | Canning Vale College | 6107 | ACTIVE
MSA-DOES | PES4628 | PAC: Hoist / Winche | PAC: Hoist / Winch | fddaa8c7-d7e4-ed11-8847-0022489339ad | Canning Vale College | 6107 | ACTIVE
MSA-DOES | PES4654 | Emergency Eye Wash | Emergency Eye Wash / Safety Shower | 6dcea7c8-d7e4-ed11-8847-000d3acb5309 | Canning Vale College | 6107 | ACTIVE
MSA-DOES | PES5001 | Lighting Pole | Lighting Poles: External | 69cea7c8-d7e4-ed11-8847-000d3acb5309 | Canning Vale College | 6107 | ACTIVE
MSA-DOES | PES5179 | Effluent System | Sewerage Pumping Station | 55cea7c8-d7e4-ed11-8847-000d3acb5309 | Canning Vale College | 6107 | ACTIVE
MSA-DOES | PES5346 | Tempering Valve | Tempering Valve | 74cea7c8-d7e4-ed11-8847-000d3acb5309 | Canning Vale College | 6107 | ACTIVE
MSA-DOES | PES5607 | Ga Appliance | Gas Appliance | 70cea7c8-d7e4-ed11-8847-000d3acb5309 | Canning Vale College | 6107 | ACTIVE
MSA-DOES | PES5648 | INACTIVE NO ASSETS ONSITE-Ga Appliance - Inspection, Testing & Report | Gas Appliance | 70cea7c8-d7e4-ed11-8847-000d3acb5309 | Canning Vale College | 6107 | INACTIVE
MSA-DOES | PES5854 | Lift: Monitoring Service | Lift: Passenger | 5dcea7c8-d7e4-ed11-8847-000d3acb5309 | Canning Vale College | 6107 | ACTIVE
MSA-DOES | PES5978 | Drinking Water Unit: Filtered | Drinking Water Unit: Boiling / Chilled | 57cea7c8-d7e4-ed11-8847-000d3acb5309 | Canning Vale College | 6107 | ACTIVE
MSA-DOES | PES5981 | Thermostatic Mixing Valve | Thermostatic Mixing Valve | 12dba8c7-d7e4-ed11-8847-0022489339ad | Canning Vale College | 6107 | ACTIVE
MSA-DOES | PES6012 | Dangerou Good Safety Storage Cabinet | Dangerous Goods Safety Storage Cabinets | eedaa8c7-d7e4-ed11-8847-0022489339ad | Canning Vale College | 6107 | ACTIVE
MSA-DOES | PES6547 | Fire Brigade Booster Connection: Overhaul | Fire Hydrant Booster Connection | 5fcea7c8-d7e4-ed11-8847-000d3acb5309 | Canning Vale College | 6107 | ACTIVE
MSA-DOES | PES6548 | Fire Hydrant: Overhaul | Fire Hydrant | f3daa8c7-d7e4-ed11-8847-0022489339ad | Canning Vale College | 6107 | ACTIVE
MSA-DOES | PES6549 | Fire Brigade Booster Connection: Pressure Gauge | Fire Hydrant Booster Connection | 5fcea7c8-d7e4-ed11-8847-000d3acb5309 | Canning Vale College | 6107 | ACTIVE
MSA-DOES | PES6550 | Fire Hydrant: Booster - Hydrostatic Test | Fire Hydrant Booster Connection | 5fcea7c8-d7e4-ed11-8847-000d3acb5309 | Canning Vale College | 6107 | ACTIVE
MSA-DOES | PES6551 | Fire Hydrant: Booster - Flow Test | Fire Hydrant Booster Connection | 5fcea7c8-d7e4-ed11-8847-000d3acb5309 | Canning Vale College | 6107 | ACTIVE
MSA-DOES | PES6670 | Air Compressor: Receiver | Air Compressor | d1a9f4c6-d7e4-ed11-8847-002248117628 | Canning Vale College | 6107 | ACTIVE
MSA-DOES | PES6711 | Compressor: | Air Compressor | d1a9f4c6-d7e4-ed11-8847-002248117628 | Canning Vale College | 6107 | ACTIVE
MSA-DOES | PES6859 | Extraction: Dust | Extraction System: Saw Dust | 61cea7c8-d7e4-ed11-8847-000d3acb5309 | Canning Vale College | 6107 | ACTIVE
MSA-DOES | PES7025 | Design & Technology: Reticulated Ga Welding System | Design & Technology: Reticulated Gas Welding System | 11dba8c7-d7e4-ed11-8847-0022489339ad | Canning Vale College | 6107 | ACTIVE
MSA-DOES | PES7043 | Hot Water System: Ga & Electric | Hot Water Unit: Gas & Electric | d8a9f4c6-d7e4-ed11-8847-002248117628 | Canning Vale College | 6107 | ACTIVE
MSA-DOES | PES7201 | Design & Technology: Fixed Equipment | Design & Technology: Fixed Equipment | 53cea7c8-d7e4-ed11-8847-000d3acb5309 | Canning Vale College | 6107 | ACTIVE
MSA-DOES | PES1564 | Backflow Prevention Valve | Backflow Prevention Valve | e9daa8c7-d7e4-ed11-8847-0022489339ad | Canning Vale PS - The Ramble | 5392 | ACTIVE
MSA-DOES | PES1565 | Emergency & Exit Lighting | Emergency & Exit Lighting | 54cea7c8-d7e4-ed11-8847-000d3acb5309 | Canning Vale PS - The Ramble | 5392 | ACTIVE
MSA-DOES | PES1566 | Air Conditioning: Evaporative Cooler | Air Conditioning: Evaporative Cooler | d3a9f4c6-d7e4-ed11-8847-002248117628 | Canning Vale PS - The Ramble | 5392 | ACTIVE
MSA-DOES | PES1567 | Ga Space Heating | Gas Space Heating | 8fdcabc5-d7e4-ed11-8847-0022481170b3 | Canning Vale PS - The Ramble | 5392 | ACTIVE
MSA-DOES | PES1568 | Gutter, Downpipe & Roof | Gutters, Downpipes & Roofs | f8daa8c7-d7e4-ed11-8847-0022489339ad | Canning Vale PS - The Ramble | 5392 | ACTIVE
MSA-DOES | PES1569 | Play Ground Equipment | Sport Court & Playground Equipment | 67cea7c8-d7e4-ed11-8847-000d3acb5309 | Canning Vale PS - The Ramble | 5392 | ACTIVE
MSA-DOES | PES1570 | Residual Current Device / RCD | Residual Current Devices (RCD) | 73cea7c8-d7e4-ed11-8847-000d3acb5309 | Canning Vale PS - The Ramble | 5392 | ACTIVE
MSA-DOES | PES1571 | Testing & Tagging | Testing & Tagging | dba9f4c6-d7e4-ed11-8847-002248117628 | Canning Vale PS - The Ramble | 5392 | ACTIVE
MSA-DOES | PES1572 | Fire Extinguisher | Fire Extinguisher | 63cea7c8-d7e4-ed11-8847-000d3acb5309 | Canning Vale PS - The Ramble | 5392 | ACTIVE
MSA-DOES | PES1573 | Fire Hydrant | Fire Hydrant | f3daa8c7-d7e4-ed11-8847-0022489339ad | Canning Vale PS - The Ramble | 5392 | ACTIVE
MSA-DOES | PES1574 | Fire Blanket | Fire Blanket | f5daa8c7-d7e4-ed11-8847-0022489339ad | Canning Vale PS - The Ramble | 5392 | ACTIVE
MSA-DOES | PES1575 | INACTIVE AS PER MARIO RAPANARO REQUEST-Termite Inspection | Pest Control | 68cea7c8-d7e4-ed11-8847-000d3acb5309 | Canning Vale PS - The Ramble | 5392 | INACTIVE
MSA-DOES | PES1576 | Fire Hydrant | Fire Hydrant | f3daa8c7-d7e4-ed11-8847-0022489339ad | Canning Vale PS - The Ramble | 5392 | ACTIVE
MSA-DOES | PES1577 | Fall Protection System | Fall Protection System | 8cdcabc5-d7e4-ed11-8847-0022481170b3 | Canning Vale PS - The Ramble | 5392 | ACTIVE
MSA-DOES | PES4122 | Solar Panel | Solar Electric System | 6acea7c8-d7e4-ed11-8847-000d3acb5309 | Canning Vale PS - The Ramble | 5392 | ACTIVE
MSA-DOES | PES5002 | Lighting Pole | Lighting Poles: External | 69cea7c8-d7e4-ed11-8847-000d3acb5309 | Canning Vale PS - The Ramble | 5392 | ACTIVE
MSA-DOES | PES5495 | Thermostatic Mixing Valve | Thermostatic Mixing Valve | 12dba8c7-d7e4-ed11-8847-0022489339ad | Canning Vale PS - The Ramble | 5392 | ACTIVE
MSA-DOES | PES5496 | Tempering Valve | Tempering Valve | 74cea7c8-d7e4-ed11-8847-000d3acb5309 | Canning Vale PS - The Ramble | 5392 | ACTIVE
MSA-DOES | PES5848 | Ga Appliance | Gas Appliance | 70cea7c8-d7e4-ed11-8847-000d3acb5309 | Canning Vale PS - The Ramble | 5392 | ACTIVE
MSA-DOES | PES6357 | Hot Water System: Ga & Electric | Hot Water Unit: Gas & Electric | d8a9f4c6-d7e4-ed11-8847-002248117628 | Canning Vale PS - The Ramble | 5392 | ACTIVE
MSA-DOES | PES6747 | Boiling/Chilled Water Unit | Drinking Water Unit: Boiling / Chilled | 57cea7c8-d7e4-ed11-8847-000d3acb5309 | Canning Vale PS - The Ramble | 5392 | ACTIVE
MSA-DOES | PES1578 | Backflow Prevention Valve | Backflow Prevention Valve | e9daa8c7-d7e4-ed11-8847-0022489339ad | Cannington Community College | 2503 | ACTIVE
MSA-DOES | PES1579 | Effluent System | Sewerage Pumping Station | 55cea7c8-d7e4-ed11-8847-000d3acb5309 | Cannington Community College | 2503 | ACTIVE
MSA-DOES | PES1580 | Emergency & Exit Lighting | Emergency & Exit Lighting | 54cea7c8-d7e4-ed11-8847-000d3acb5309 | Cannington Community College | 2503 | ACTIVE
MSA-DOES | PES1581 | Air Conditioning: Evaporative Cooler | Air Conditioning: Evaporative Cooler | d3a9f4c6-d7e4-ed11-8847-002248117628 | Cannington Community College | 2503 | ACTIVE
MSA-DOES | PES1582 | Ga Space Heating | Gas Space Heating | 8fdcabc5-d7e4-ed11-8847-0022481170b3 | Cannington Community College | 2503 | ACTIVE
MSA-DOES | PES1583 | Gutter, Downpipe & Roof | Gutters, Downpipes & Roofs | f8daa8c7-d7e4-ed11-8847-0022489339ad | Cannington Community College | 2503 | ACTIVE
MSA-DOES | PES1584 | Grease Trap: | Grease Trap: | fadaa8c7-d7e4-ed11-8847-0022489339ad | Cannington Community College | 2503 | ACTIVE
MSA-DOES | PES1586 | Residual Current Device / RCD | Residual Current Devices (RCD) | 73cea7c8-d7e4-ed11-8847-000d3acb5309 | Cannington Community College | 2503 | ACTIVE
MSA-DOES | PES1587 | Testing & Tagging | Testing & Tagging | dba9f4c6-d7e4-ed11-8847-002248117628 | Cannington Community College | 2503 | ACTIVE
MSA-DOES | PES1588 | Fire Extinguisher | Fire Extinguisher | 63cea7c8-d7e4-ed11-8847-000d3acb5309 | Cannington Community College | 2503 | ACTIVE
MSA-DOES | PES1589 | Fire Hydrant | Fire Hydrant | f3daa8c7-d7e4-ed11-8847-0022489339ad | Cannington Community College | 2503 | ACTIVE
MSA-DOES | PES1590 | Fire Hydrant Booster Connection | Fire Hydrant Booster Connection | 5fcea7c8-d7e4-ed11-8847-000d3acb5309 | Cannington Community College | 2503 | ACTIVE
MSA-DOES | PES1591 | Fire Hose Reel | Fire Hose Reel | f4daa8c7-d7e4-ed11-8847-0022489339ad | Cannington Community College | 2503 | ACTIVE
MSA-DOES | PES1592 | Fire Blanket | Fire Blanket | f5daa8c7-d7e4-ed11-8847-0022489339ad | Cannington Community College | 2503 | ACTIVE
MSA-DOES | PES1593 | INACTIVE AS PER MARIO RAPANARO REQUEST-Termite Inspection | Pest Control | 68cea7c8-d7e4-ed11-8847-000d3acb5309 | Cannington Community College | 2503 | INACTIVE
MSA-DOES | PES1594 | Fall Protection System | Fall Protection System | 8cdcabc5-d7e4-ed11-8847-0022481170b3 | Cannington Community College | 2503 | ACTIVE
MSA-DOES | PES4123 | Solar Panel | Solar Electric System | 6acea7c8-d7e4-ed11-8847-000d3acb5309 | Cannington Community College | 2503 | ACTIVE
MSA-DOES | PES4289 | Design & Technology: Fixed Equipment | Design & Technology: Fixed Equipment | 53cea7c8-d7e4-ed11-8847-000d3acb5309 | Cannington Community College | 2503 | ACTIVE
MSA-DOES | PES4367 | Thermostatic Mixing Valve | Thermostatic Mixing Valve | 12dba8c7-d7e4-ed11-8847-0022489339ad | Cannington Community College | 2503 | ACTIVE
MSA-DOES | PES4690 | Fire Hydrant | Fire Hydrant | f3daa8c7-d7e4-ed11-8847-0022489339ad | Cannington Community College | 2503 | ACTIVE
MSA-DOES | PES4887 | Fire Alarm System / FIP | Fire Alarm System (FIP) | f1daa8c7-d7e4-ed11-8847-0022489339ad | Cannington Community College | 2503 | ACTIVE
MSA-DOES | PES5003 | Lighting Pole | Lighting Poles: External | 69cea7c8-d7e4-ed11-8847-000d3acb5309 | Cannington Community College | 2503 | ACTIVE
MSA-DOES | PES5409 | Play Ground Equipment | Sport Court & Playground Equipment | 67cea7c8-d7e4-ed11-8847-000d3acb5309 | Cannington Community College | 2503 | ACTIVE
MSA-DOES | PES5487 | Fume Cupboard | Fume Cupboards | f7daa8c7-d7e4-ed11-8847-0022489339ad | Cannington Community College | 2503 | ACTIVE
MSA-DOES | PES5504 | Fire Detection: Smoke / Heat | Fire Detection: Smoke / Heat | 58cea7c8-d7e4-ed11-8847-000d3acb5309 | Cannington Community College | 2503 | ACTIVE
MSA-DOES | PES5585 | Fire Hydrant | Fire Hydrant | f3daa8c7-d7e4-ed11-8847-0022489339ad | Cannington Community College | 2503 | ACTIVE
MSA-DOES | PES5659 | Ga Appliance | Gas Appliance | 70cea7c8-d7e4-ed11-8847-000d3acb5309 | Cannington Community College | 2503 | ACTIVE
MSA-DOES | PES5865 | Tempering Valve | Tempering Valve | 74cea7c8-d7e4-ed11-8847-000d3acb5309 | Cannington Community College | 2503 | ACTIVE
MSA-DOES | PES5873 | Hot Water System: Ga & Electric | Hot Water Unit: Gas & Electric | d8a9f4c6-d7e4-ed11-8847-002248117628 | Cannington Community College | 2503 | ACTIVE
MSA-DOES | PES5874 | Emergency Eye Wash | Emergency Eye Wash / Safety Shower | 6dcea7c8-d7e4-ed11-8847-000d3acb5309 | Cannington Community College | 2503 | ACTIVE
MSA-DOES | PES5880 | Manual Call Point / MCP | Manual Call Points (MCP) | 96dcabc5-d7e4-ed11-8847-0022481170b3 | Cannington Community College | 2503 | ACTIVE
MSA-DOES | PES6030 | Dangerou Good Safety Storage Cabinet | Dangerous Goods Safety Storage Cabinets | eedaa8c7-d7e4-ed11-8847-0022489339ad | Cannington Community College | 2503 | ACTIVE
MSA-DOES | PES6218 | Fire Hydrant : Hydrostatic | Fire Hydrant | f3daa8c7-d7e4-ed11-8847-0022489339ad | Cannington Community College | 2503 | ACTIVE
MSA-DOES | PES6219 | Fire Hydrant: Booster Connection | Fire Hydrant Booster Connection | 5fcea7c8-d7e4-ed11-8847-000d3acb5309 | Cannington Community College | 2503 | ACTIVE
MSA-DOES | PES6668 | Air Compressor: Receiver | Air Compressor | d1a9f4c6-d7e4-ed11-8847-002248117628 | Cannington Community College | 2503 | ACTIVE
MSA-DOES | PES6712 | Compressor: | Air Compressor | d1a9f4c6-d7e4-ed11-8847-002248117628 | Cannington Community College | 2503 | ACTIVE
MSA-DOES | PES6835 | Extraction: Dust | Extraction System: Saw Dust | 61cea7c8-d7e4-ed11-8847-000d3acb5309 | Cannington Community College | 2503 | ACTIVE
MSA-DOES | PES7028 | Design & Technology: Reticulated Ga Welding System | Design & Technology: Reticulated Gas Welding System | 11dba8c7-d7e4-ed11-8847-0022489339ad | Cannington Community College | 2503 | ACTIVE
MSA-DOES | PES7147 | Boiling/Chilled Water Unit | Drinking Water Unit: Boiling / Chilled | 57cea7c8-d7e4-ed11-8847-000d3acb5309 | Cannington Community College | 2503 | ACTIVE
MSA-DOES | PES1792 | Testing & Tagging | Testing & Tagging | dba9f4c6-d7e4-ed11-8847-002248117628 | Caralee Community School | 7142 | ACTIVE
MSA-DOES | PES4054 | DO NOT USE - Backflow Prevention Valve - Inspection, Report and Certification | Backflow Prevention Valve | e9daa8c7-d7e4-ed11-8847-0022489339ad | Caralee Community School | 7142 | INACTIVE
MSA-DOES | PES4055 | Air Conditioning: Evaporative Cooler | Air Conditioning: Evaporative Cooler | d3a9f4c6-d7e4-ed11-8847-002248117628 | Caralee Community School | 7142 | ACTIVE
MSA-DOES | PES4056 | Residual Current Device / RCD | Residual Current Devices (RCD) | 73cea7c8-d7e4-ed11-8847-000d3acb5309 | Caralee Community School | 7142 | ACTIVE
MSA-DOES | PES4057 | Fire Extinguisher | Fire Extinguisher | 63cea7c8-d7e4-ed11-8847-000d3acb5309 | Caralee Community School | 7142 | ACTIVE
MSA-DOES | PES4060 | Fire Hydrant | Fire Hydrant | f3daa8c7-d7e4-ed11-8847-0022489339ad | Caralee Community School | 7142 | ACTIVE
MSA-DOES | PES4061 | Fire Hydrant Booster Connection | Fire Hydrant Booster Connection | 5fcea7c8-d7e4-ed11-8847-000d3acb5309 | Caralee Community School | 7142 | ACTIVE
MSA-DOES | PES4062 | Fire Blanket | Fire Blanket | f5daa8c7-d7e4-ed11-8847-0022489339ad | Caralee Community School | 7142 | ACTIVE
MSA-DOES | PES4063 | Emergency & Exit Lighting | Emergency & Exit Lighting | 54cea7c8-d7e4-ed11-8847-000d3acb5309 | Caralee Community School | 7142 | ACTIVE
MSA-DOES | PES4064 | Ga Space Heating | Gas Space Heating | 8fdcabc5-d7e4-ed11-8847-0022481170b3 | Caralee Community School | 7142 | ACTIVE
MSA-DOES | PES4065 | Gutter, Downpipe & Roof | Gutters, Downpipes & Roofs | f8daa8c7-d7e4-ed11-8847-0022489339ad | Caralee Community School | 7142 | ACTIVE
MSA-DOES | PES4066 | INACTIVE AS PER MARIO RAPANARO REQUEST-Termite Inspection | Pest Control | 68cea7c8-d7e4-ed11-8847-000d3acb5309 | Caralee Community School | 7142 | INACTIVE
MSA-DOES | PES4067 | Fall Protection System | Fall Protection System | 8cdcabc5-d7e4-ed11-8847-0022481170b3 | Caralee Community School | 7142 | ACTIVE
MSA-DOES | PES4691 | Fire Hydrant | Fire Hydrant | f3daa8c7-d7e4-ed11-8847-0022489339ad | Caralee Community School | 7142 | ACTIVE
MSA-DOES | PES4772 | Thermostatic Mixing Valve | Thermostatic Mixing Valve | 12dba8c7-d7e4-ed11-8847-0022489339ad | Caralee Community School | 7142 | ACTIVE
MSA-DOES | PES5137 | Lighting Pole | Lighting Poles: External | 69cea7c8-d7e4-ed11-8847-000d3acb5309 | Caralee Community School | 7142 | ACTIVE
MSA-DOES | PES5335 | Play Ground Equipment | Sport Court & Playground Equipment | 67cea7c8-d7e4-ed11-8847-000d3acb5309 | Caralee Community School | 7142 | ACTIVE
MSA-DOES | PES5404 | Tempering Valve | Tempering Valve | 74cea7c8-d7e4-ed11-8847-000d3acb5309 | Caralee Community School | 7142 | ACTIVE
MSA-DOES | PES5683 | Ga Appliance - NO ASSETS | Gas Appliance | 70cea7c8-d7e4-ed11-8847-000d3acb5309 | Caralee Community School | 7142 | INACTIVE
MSA-DOES | PES6079 | Backflow Prevention Valve | Backflow Prevention Valve | e9daa8c7-d7e4-ed11-8847-0022489339ad | Caralee Community School | 7142 | ACTIVE
MSA-DOES | PES6508 | Fan: Large Diameter | Fan: Large Diameter | 5acea7c8-d7e4-ed11-8847-000d3acb5309 | Caralee Community School | 7142 | ACTIVE
MSA-DOES | PES6559 | Boiling/Chilled Water Unit | Drinking Water Unit: Boiling / Chilled | 57cea7c8-d7e4-ed11-8847-000d3acb5309 | Caralee Community School | 7142 | ACTIVE
MSA-DOES | PES6919 | Hot Water System: Ga & Electric | Hot Water Unit: Gas & Electric | d8a9f4c6-d7e4-ed11-8847-002248117628 | Caralee Community School | 7142 | ACTIVE
MSA-DOES | PES1595 | Backflow Prevention Valve | Backflow Prevention Valve | e9daa8c7-d7e4-ed11-8847-0022489339ad | Carlisle Primary School | 2506 | ACTIVE
MSA-DOES | PES1596 | Emergency & Exit Lighting | Emergency & Exit Lighting | 54cea7c8-d7e4-ed11-8847-000d3acb5309 | Carlisle Primary School | 2506 | ACTIVE
MSA-DOES | PES1597 | Air Conditioning: Evaporative Cooler | Air Conditioning: Evaporative Cooler | d3a9f4c6-d7e4-ed11-8847-002248117628 | Carlisle Primary School | 2506 | ACTIVE
MSA-DOES | PES1598 | Ga Space Heating | Gas Space Heating | 8fdcabc5-d7e4-ed11-8847-0022481170b3 | Carlisle Primary School | 2506 | ACTIVE
MSA-DOES | PES1599 | Gutter, Downpipe & Roof | Gutters, Downpipes & Roofs | f8daa8c7-d7e4-ed11-8847-0022489339ad | Carlisle Primary School | 2506 | ACTIVE
MSA-DOES | PES1600 | Play Ground Equipment Inc. Nature Play | Sport Court & Playground Equipment inc Natureplay | 92dcabc5-d7e4-ed11-8847-0022481170b3 | Carlisle Primary School | 2506 | ACTIVE
MSA-DOES | PES1601 | Residual Current Device / RCD | Residual Current Devices (RCD) | 73cea7c8-d7e4-ed11-8847-000d3acb5309 | Carlisle Primary School | 2506 | ACTIVE
MSA-DOES | PES1602 | Testing & Tagging | Testing & Tagging | dba9f4c6-d7e4-ed11-8847-002248117628 | Carlisle Primary School | 2506 | ACTIVE
MSA-DOES | PES1603 | Fire Extinguisher | Fire Extinguisher | 63cea7c8-d7e4-ed11-8847-000d3acb5309 | Carlisle Primary School | 2506 | ACTIVE
MSA-DOES | PES1604 | Fire Blanket | Fire Blanket | f5daa8c7-d7e4-ed11-8847-0022489339ad | Carlisle Primary School | 2506 | ACTIVE
MSA-DOES | PES1605 | Pest Control | Pest Control | 68cea7c8-d7e4-ed11-8847-000d3acb5309 | Carlisle Primary School | 2506 | ACTIVE
MSA-DOES | PES1606 | Fall Protection System | Fall Protection System | 8cdcabc5-d7e4-ed11-8847-0022481170b3 | Carlisle Primary School | 2506 | ACTIVE
MSA-DOES | PES4124 | Solar Panel | Solar Electric System | 6acea7c8-d7e4-ed11-8847-000d3acb5309 | Carlisle Primary School | 2506 | ACTIVE
MSA-DOES | PES4856 | Thermostatic Mixing Valve | Thermostatic Mixing Valve | 12dba8c7-d7e4-ed11-8847-0022489339ad | Carlisle Primary School | 2506 | INACTIVE
MSA-DOES | PES5004 | Lighting Pole | Lighting Poles: External | 69cea7c8-d7e4-ed11-8847-000d3acb5309 | Carlisle Primary School | 2506 | ACTIVE
MSA-DOES | PES6155 | Hot Water System: Ga & Electric | Hot Water Unit: Gas & Electric | d8a9f4c6-d7e4-ed11-8847-002248117628 | Carlisle Primary School | 2506 | ACTIVE
MSA-DOES | PES6644 | Boiling/Chilled Water Unit | Drinking Water Unit: Boiling / Chilled | 57cea7c8-d7e4-ed11-8847-000d3acb5309 | Carlisle Primary School | 2506 | ACTIVE
MSA-DOES | PES7126 | Tempering Valve | Tempering Valve | 74cea7c8-d7e4-ed11-8847-000d3acb5309 | Carlisle Primary School | 2506 | ACTIVE
MSA-DOES | PES1607 | Emergency & Exit Lighting | Emergency & Exit Lighting | 54cea7c8-d7e4-ed11-8847-000d3acb5309 | Carson Street School | 2618 | ACTIVE
MSA-DOES | PES1608 | INACTIVE NO UNITS ON SITE-Evaporative Cooler - Inspection, Service & Report | Air Conditioning: Evaporative Cooler | d3a9f4c6-d7e4-ed11-8847-002248117628 | Carson Street School | 2618 | INACTIVE
MSA-DOES | PES1609 | SERVICE NOT REQUIRED-Fire Break - Clearing & Report | Fire Break | 65cea7c8-d7e4-ed11-8847-000d3acb5309 | Carson Street School | 2618 | INACTIVE
MSA-DOES | PES1610 | NO HEATERS ON SITE: Ga Space Heating | Gas Space Heating | 8fdcabc5-d7e4-ed11-8847-0022481170b3 | Carson Street School | 2618 | INACTIVE
MSA-DOES | PES1611 | Gutter, Downpipe & Roof | Gutters, Downpipes & Roofs | f8daa8c7-d7e4-ed11-8847-0022489339ad | Carson Street School | 2618 | ACTIVE
MSA-DOES | PES1612 | Residual Current Device / RCD | Residual Current Devices (RCD) | 73cea7c8-d7e4-ed11-8847-000d3acb5309 | Carson Street School | 2618 | ACTIVE
MSA-DOES | PES1613 | Swimming Pool | Swimming Pool | 09dba8c7-d7e4-ed11-8847-0022489339ad | Carson Street School | 2618 | ACTIVE
MSA-DOES | PES1614 | Testing & Tagging | Testing & Tagging | dba9f4c6-d7e4-ed11-8847-002248117628 | Carson Street School | 2618 | ACTIVE
MSA-DOES | PES1615 | Fire Extinguisher | Fire Extinguisher | 63cea7c8-d7e4-ed11-8847-000d3acb5309 | Carson Street School | 2618 | ACTIVE
MSA-DOES | PES1616 | Fire Blanket | Fire Blanket | f5daa8c7-d7e4-ed11-8847-0022489339ad | Carson Street School | 2618 | ACTIVE
MSA-DOES | PES1617 | Pest Control | Pest Control | 68cea7c8-d7e4-ed11-8847-000d3acb5309 | Carson Street School | 2618 | ACTIVE
MSA-DOES | PES1618 | Fall Protection System | Fall Protection System | 8cdcabc5-d7e4-ed11-8847-0022481170b3 | Carson Street School | 2618 | ACTIVE
MSA-DOES | PES4125 | Solar Panel | Solar Electric System | 6acea7c8-d7e4-ed11-8847-000d3acb5309 | Carson Street School | 2618 | ACTIVE
MSA-DOES | PES4773 | Thermostatic Mixing Valve | Thermostatic Mixing Valve | 12dba8c7-d7e4-ed11-8847-0022489339ad | Carson Street School | 2618 | ACTIVE
MSA-DOES | PES5005 | INACTIVE-External Lighting Pole - Inspection & Reporting (inc Photo) | Lighting Poles: External | 69cea7c8-d7e4-ed11-8847-000d3acb5309 | Carson Street School | 2618 | INACTIVE
MSA-DOES | PES5390 | Tempering Valve | Tempering Valve | 74cea7c8-d7e4-ed11-8847-000d3acb5309 | Carson Street School | 2618 | ACTIVE
MSA-DOES | PES5394 | Effluent System | Sewerage Pumping Station | 55cea7c8-d7e4-ed11-8847-000d3acb5309 | Carson Street School | 2618 | ACTIVE
MSA-DOES | PES5413 | Lifting Equipment | Lifting Equipment: Hoist / Winch | fcdaa8c7-d7e4-ed11-8847-0022489339ad | Carson Street School | 2618 | ACTIVE
MSA-DOES | PES5537 | Play Ground Equipment Inc. Nature Play | Sport Court & Playground Equipment inc Natureplay | 92dcabc5-d7e4-ed11-8847-0022481170b3 | Carson Street School | 2618 | ACTIVE
MSA-DOES | PES5686 | Ga Appliance | Gas Appliance | 70cea7c8-d7e4-ed11-8847-000d3acb5309 | Carson Street School | 2618 | INACTIVE
MSA-DOES | PES7088 | Hot Water System: Ga & Electric | Hot Water Unit: Gas & Electric | d8a9f4c6-d7e4-ed11-8847-002248117628 | Carson Street School | 2618 | ACTIVE
MSA-DOES | PES7089 | Boiling/Chilled Water Unit | Drinking Water Unit: Boiling / Chilled | 57cea7c8-d7e4-ed11-8847-000d3acb5309 | Carson Street School | 2618 | ACTIVE
MSA-DOES | PES7168 | Air Conditioning: Package | Air Conditioning: Package | 85dcabc5-d7e4-ed11-8847-0022481170b3 | Carson Street School | 2618 | ACTIVE
MSA-DOES | PES1619 | Backflow Prevention Valve | Backflow Prevention Valve | e9daa8c7-d7e4-ed11-8847-0022489339ad | Castlereagh School | 1851 | ACTIVE
MSA-DOES | PES1620 | Emergency & Exit Lighting | Emergency & Exit Lighting | 54cea7c8-d7e4-ed11-8847-000d3acb5309 | Castlereagh School | 1851 | ACTIVE
MSA-DOES | PES1621 | Play Ground Equipment | Sport Court & Playground Equipment | 67cea7c8-d7e4-ed11-8847-000d3acb5309 | Castlereagh School | 1851 | ACTIVE
MSA-DOES | PES1622 | INACTIVE NO ASSETS ONSITE-Evaporative Cooler - Inspection, Service & Report | Air Conditioning: Evaporative Cooler | d3a9f4c6-d7e4-ed11-8847-002248117628 | Castlereagh School | 1851 | INACTIVE
MSA-DOES | PES1623 | Gutter, Downpipe & Roof | Gutters, Downpipes & Roofs | f8daa8c7-d7e4-ed11-8847-0022489339ad | Castlereagh School | 1851 | ACTIVE
MSA-DOES | PES1624 | Residual Current Device / RCD | Residual Current Devices (RCD) | 73cea7c8-d7e4-ed11-8847-000d3acb5309 | Castlereagh School | 1851 | ACTIVE
MSA-DOES | PES1625 | Swimming Pool | Swimming Pool | 09dba8c7-d7e4-ed11-8847-0022489339ad | Castlereagh School | 1851 | ACTIVE
MSA-DOES | PES1626 | Testing & Tagging | Testing & Tagging | dba9f4c6-d7e4-ed11-8847-002248117628 | Castlereagh School | 1851 | ACTIVE
MSA-DOES | PES1627 | Fire Extinguisher | Fire Extinguisher | 63cea7c8-d7e4-ed11-8847-000d3acb5309 | Castlereagh School | 1851 | ACTIVE
MSA-DOES | PES1628 | Fire Hose Reel | Fire Hose Reel | f4daa8c7-d7e4-ed11-8847-0022489339ad | Castlereagh School | 1851 | ACTIVE
MSA-DOES | PES1629 | Fire Blanket | Fire Blanket | f5daa8c7-d7e4-ed11-8847-0022489339ad | Castlereagh School | 1851 | ACTIVE
MSA-DOES | PES1630 | Pest Control | Pest Control | 68cea7c8-d7e4-ed11-8847-000d3acb5309 | Castlereagh School | 1851 | ACTIVE
MSA-DOES | PES1631 | Fall Protection System | Fall Protection System | 8cdcabc5-d7e4-ed11-8847-0022481170b3 | Castlereagh School | 1851 | ACTIVE
MSA-DOES | PES4774 | Thermostatic Mixing Valve | Thermostatic Mixing Valve | 12dba8c7-d7e4-ed11-8847-0022489339ad | Castlereagh School | 1851 | ACTIVE
MSA-DOES | PES5099 | Lighting Pole | Lighting Poles: External | 69cea7c8-d7e4-ed11-8847-000d3acb5309 | Castlereagh School | 1851 | ACTIVE
MSA-DOES | PES5398 | Tempering Valve | Tempering Valve | 74cea7c8-d7e4-ed11-8847-000d3acb5309 | Castlereagh School | 1851 | ACTIVE
MSA-DOES | PES5555 | Lifting Equipment | Lifting Equipment: Hoist / Winch | fcdaa8c7-d7e4-ed11-8847-0022489339ad | Castlereagh School | 1851 | ACTIVE
MSA-DOES | PES5687 | Ga Appliance | Gas Appliance | 70cea7c8-d7e4-ed11-8847-000d3acb5309 | Castlereagh School | 1851 | ACTIVE
MSA-DOES | PES6560 | Boiling/Chilled Water Unit | Drinking Water Unit: Boiling / Chilled | 57cea7c8-d7e4-ed11-8847-000d3acb5309 | Castlereagh School | 1851 | ACTIVE
MSA-DOES | PES6979 | Hot Water System: Ga & Electric | Hot Water Unit: Gas & Electric | d8a9f4c6-d7e4-ed11-8847-002248117628 | Castlereagh School | 1851 | ACTIVE
MSA-DOES | PES1632 | Effluent System | Sewerage Pumping Station | 55cea7c8-d7e4-ed11-8847-000d3acb5309 | Cecil Andrew Senior High School | 2487 | ACTIVE
MSA-DOES | PES1633 | Emergency & Exit Lighting | Emergency & Exit Lighting | 54cea7c8-d7e4-ed11-8847-000d3acb5309 | Cecil Andrew Senior High School | 2487 | ACTIVE
MSA-DOES | PES1634 | Air Conditioning: Evaporative Cooler | Air Conditioning: Evaporative Cooler | d3a9f4c6-d7e4-ed11-8847-002248117628 | Cecil Andrew Senior High School | 2487 | ACTIVE
MSA-DOES | PES1635 | INACTIVE SERVICE NOT REQUIRED-Fire Break - Clearing & Report | Fire Break | 65cea7c8-d7e4-ed11-8847-000d3acb5309 | Cecil Andrew Senior High School | 2487 | INACTIVE
MSA-DOES | PES1636 | Fume Cupboard | Fume Cupboards | f7daa8c7-d7e4-ed11-8847-0022489339ad | Cecil Andrew Senior High School | 2487 | ACTIVE
MSA-DOES | PES1637 | INACTIVE NO SIGNS ON SITE-Postmounted Changeable Message Board - Inspection, Service & Report | Post mounted Changeable Message Board | 93dcabc5-d7e4-ed11-8847-0022481170b3 | Cecil Andrew Senior High School | 2487 | INACTIVE
MSA-DOES | PES1638 | Ga Space Heating | Gas Space Heating | 8fdcabc5-d7e4-ed11-8847-0022481170b3 | Cecil Andrew Senior High School | 2487 | ACTIVE
MSA-DOES | PES1639 | Gutter, Downpipe & Roof | Gutters, Downpipes & Roofs | f8daa8c7-d7e4-ed11-8847-0022489339ad | Cecil Andrew Senior High School | 2487 | ACTIVE
MSA-DOES | PES1640 | Oil Pit | Oil Separator | 76cea7c8-d7e4-ed11-8847-000d3acb5309 | Cecil Andrew Senior High School | 2487 | ACTIVE
MSA-DOES | PES1641 | Design & Technology: Fixed Equipment | Design & Technology: Fixed Equipment | 53cea7c8-d7e4-ed11-8847-000d3acb5309 | Cecil Andrew Senior High School | 2487 | ACTIVE
MSA-DOES | PES1642 | NO ASSETS ONSITE-Packaged Air-Conditioning - Inspection, Report & Filter Cleaning | Air Conditioning: Package | 85dcabc5-d7e4-ed11-8847-0022481170b3 | Cecil Andrew Senior High School | 2487 | INACTIVE
MSA-DOES | PES1643 | Residual Current Device / RCD | Residual Current Devices (RCD) | 73cea7c8-d7e4-ed11-8847-000d3acb5309 | Cecil Andrew Senior High School | 2487 | ACTIVE
MSA-DOES | PES1644 | Testing & Tagging | Testing & Tagging | dba9f4c6-d7e4-ed11-8847-002248117628 | Cecil Andrew Senior High School | 2487 | ACTIVE
MSA-DOES | PES1645 | Fire Extinguisher | Fire Extinguisher | 63cea7c8-d7e4-ed11-8847-000d3acb5309 | Cecil Andrew Senior High School | 2487 | ACTIVE
MSA-DOES | PES1646 | Fire Hydrant | Fire Hydrant | f3daa8c7-d7e4-ed11-8847-0022489339ad | Cecil Andrew Senior High School | 2487 | ACTIVE
MSA-DOES | PES1647 | Fire Hose Reel | Fire Hose Reel | f4daa8c7-d7e4-ed11-8847-0022489339ad | Cecil Andrew Senior High School | 2487 | ACTIVE
MSA-DOES | PES1648 | Fire Blanket | Fire Blanket | f5daa8c7-d7e4-ed11-8847-0022489339ad | Cecil Andrew Senior High School | 2487 | ACTIVE
MSA-DOES | PES1649 | Pest Control | Pest Control | 68cea7c8-d7e4-ed11-8847-000d3acb5309 | Cecil Andrew Senior High School | 2487 | ACTIVE
MSA-DOES | PES4126 | Solar Panel | Solar Electric System | 6acea7c8-d7e4-ed11-8847-000d3acb5309 | Cecil Andrew Senior High School | 2487 | ACTIVE
MSA-DOES | PES4250 | Fall Protection System | Fall Protection System | 8cdcabc5-d7e4-ed11-8847-0022481170b3 | Cecil Andrew Senior High School | 2487 | ACTIVE
MSA-DOES | PES4505 | PAC: Retractable Seating | PAC: | ffdaa8c7-d7e4-ed11-8847-0022489339ad | Cecil Andrew Senior High School | 2487 | ACTIVE
MSA-DOES | PES4523 | PAC: Lighting System | PAC: | ffdaa8c7-d7e4-ed11-8847-0022489339ad | Cecil Andrew Senior High School | 2487 | ACTIVE
MSA-DOES | PES4549 | PAC: Lighting Grid / Bar | PAC: | ffdaa8c7-d7e4-ed11-8847-0022489339ad | Cecil Andrew Senior High School | 2487 | ACTIVE
MSA-DOES | PES4573 | PAC: Curtain | PAC: | ffdaa8c7-d7e4-ed11-8847-0022489339ad | Cecil Andrew Senior High School | 2487 | ACTIVE
MSA-DOES | PES4602 | PAC: Audio System | PAC: | ffdaa8c7-d7e4-ed11-8847-0022489339ad | Cecil Andrew Senior High School | 2487 | ACTIVE
MSA-DOES | PES4629 | NO ASSETS ONSITE - PAC Hoist/Winche - Inspection, Service & Report | PAC: Hoist / Winch | fddaa8c7-d7e4-ed11-8847-0022489339ad | Cecil Andrew Senior High School | 2487 | INACTIVE
MSA-DOES | PES4692 | Fire Hydrant | Fire Hydrant | f3daa8c7-d7e4-ed11-8847-0022489339ad | Cecil Andrew Senior High School | 2487 | ACTIVE
MSA-DOES | PES4762 | Backflow Prevention Valve | Backflow Prevention Valve | e9daa8c7-d7e4-ed11-8847-0022489339ad | Cecil Andrew Senior High School | 2487 | ACTIVE
MSA-DOES | PES4800 | Emergency Eye Wash | Emergency Eye Wash / Safety Shower | 6dcea7c8-d7e4-ed11-8847-000d3acb5309 | Cecil Andrew Senior High School | 2487 | ACTIVE
MSA-DOES | PES5006 | Lighting Pole | Lighting Poles: External | 69cea7c8-d7e4-ed11-8847-000d3acb5309 | Cecil Andrew Senior High School | 2487 | ACTIVE
MSA-DOES | PES5229 | Extraction: Dust | Extraction System: Saw Dust | 61cea7c8-d7e4-ed11-8847-000d3acb5309 | Cecil Andrew Senior High School | 2487 | ACTIVE
MSA-DOES | PES5457 | Fire Hydrant | Fire Hydrant | f3daa8c7-d7e4-ed11-8847-0022489339ad | Cecil Andrew Senior High School | 2487 | ACTIVE
MSA-DOES | PES5669 | Ga Appliance | Gas Appliance | 70cea7c8-d7e4-ed11-8847-000d3acb5309 | Cecil Andrew Senior High School | 2487 | ACTIVE
MSA-DOES | PES5770 | Tempering Valve | Tempering Valve | 74cea7c8-d7e4-ed11-8847-000d3acb5309 | Cecil Andrew Senior High School | 2487 | ACTIVE
MSA-DOES | PES5771 | Thermostatic Mixing Valve | Thermostatic Mixing Valve | 12dba8c7-d7e4-ed11-8847-0022489339ad | Cecil Andrew Senior High School | 2487 | INACTIVE
MSA-DOES | PES5998 | Dangerou Good Safety Storage Cabinet | Dangerous Goods Safety Storage Cabinets | eedaa8c7-d7e4-ed11-8847-0022489339ad | Cecil Andrew Senior High School | 2487 | ACTIVE
MSA-DOES | PES6519 | Boiling/Chilled Water Unit | Drinking Water Unit: Boiling / Chilled | 57cea7c8-d7e4-ed11-8847-000d3acb5309 | Cecil Andrew Senior High School | 2487 | ACTIVE
MSA-DOES | PES6599 | Air Conditioning: Split - SSEN:BE | Air Conditioning: Split | 86dcabc5-d7e4-ed11-8847-0022481170b3 | Cecil Andrew Senior High School | 2487 | ACTIVE
MSA-DOES | PES6713 | Compressor: | Air Compressor | d1a9f4c6-d7e4-ed11-8847-002248117628 | Cecil Andrew Senior High School | 2487 | ACTIVE
MSA-DOES | PES6848 | Hot Water System: Ga & Electric | Hot Water Unit: Gas & Electric | d8a9f4c6-d7e4-ed11-8847-002248117628 | Cecil Andrew Senior High School | 2487 | ACTIVE
MSA-DOES | PES7016 | Design & Technology: Reticulated Ga Welding System | Design & Technology: Portable Gas Welding System | 8adcabc5-d7e4-ed11-8847-0022481170b3 | Cecil Andrew Senior High School | 2487 | ACTIVE
MSA-DOES | PES1650 | Play Ground Equipment Inc. Nature Play | Sport Court & Playground Equipment inc Natureplay | 92dcabc5-d7e4-ed11-8847-0022481170b3 | Challi Primary School | 2605 | ACTIVE
MSA-DOES | PES1651 | Testing & Tagging | Testing & Tagging | dba9f4c6-d7e4-ed11-8847-002248117628 | Challi Primary School | 2605 | ACTIVE
MSA-DOES | PES1652 | Backflow Prevention Valve | Backflow Prevention Valve | e9daa8c7-d7e4-ed11-8847-0022489339ad | Challi Primary School | 2605 | ACTIVE
MSA-DOES | PES1653 | Emergency & Exit Lighting | Emergency & Exit Lighting | 54cea7c8-d7e4-ed11-8847-000d3acb5309 | Challi Primary School | 2605 | ACTIVE
MSA-DOES | PES1654 | Air Conditioning: Evaporative Cooler | Air Conditioning: Evaporative Cooler | d3a9f4c6-d7e4-ed11-8847-002248117628 | Challi Primary School | 2605 | ACTIVE
MSA-DOES | PES1655 | Ga Space Heating | Gas Space Heating | 8fdcabc5-d7e4-ed11-8847-0022481170b3 | Challi Primary School | 2605 | ACTIVE
MSA-DOES | PES1656 | Gutter, Downpipe & Roof | Gutters, Downpipes & Roofs | f8daa8c7-d7e4-ed11-8847-0022489339ad | Challi Primary School | 2605 | ACTIVE
MSA-DOES | PES1657 | Residual Current Device / RCD | Residual Current Devices (RCD) | 73cea7c8-d7e4-ed11-8847-000d3acb5309 | Challi Primary School | 2605 | ACTIVE
MSA-DOES | PES1658 | Fire Extinguisher | Fire Extinguisher | 63cea7c8-d7e4-ed11-8847-000d3acb5309 | Challi Primary School | 2605 | ACTIVE
MSA-DOES | PES1659 | Fire Blanket | Fire Blanket | f5daa8c7-d7e4-ed11-8847-0022489339ad | Challi Primary School | 2605 | ACTIVE
MSA-DOES | PES1660 | Pest Control | Pest Control | 68cea7c8-d7e4-ed11-8847-000d3acb5309 | Challi Primary School | 2605 | ACTIVE
MSA-DOES | PES1661 | Fall Protection System | Fall Protection System | 8cdcabc5-d7e4-ed11-8847-0022481170b3 | Challi Primary School | 2605 | ACTIVE
MSA-DOES | PES4127 | Solar Panel | Solar Electric System | 6acea7c8-d7e4-ed11-8847-000d3acb5309 | Challi Primary School | 2605 | ACTIVE
MSA-DOES | PES4878 | Thermostatic Mixing Valve | Thermostatic Mixing Valve | 12dba8c7-d7e4-ed11-8847-0022489339ad | Challi Primary School | 2605 | ACTIVE
MSA-DOES | PES5007 | Lighting Pole | Lighting Poles: External | 69cea7c8-d7e4-ed11-8847-000d3acb5309 | Challi Primary School | 2605 | ACTIVE
MSA-DOES | PES5372 | Fan: Large Diameter | Fan: Large Diameter | 5acea7c8-d7e4-ed11-8847-000d3acb5309 | Challi Primary School | 2605 | ACTIVE
MSA-DOES | PES5516 | Effluent System | Sewerage Pumping Station | 55cea7c8-d7e4-ed11-8847-000d3acb5309 | Challi Primary School | 2605 | ACTIVE
MSA-DOES | PES5519 | Emergency Eye Wash | Emergency Eye Wash / Safety Shower | 6dcea7c8-d7e4-ed11-8847-000d3acb5309 | Challi Primary School | 2605 | ACTIVE
MSA-DOES | PES5520 | Tempering Valve | Tempering Valve | 74cea7c8-d7e4-ed11-8847-000d3acb5309 | Challi Primary School | 2605 | ACTIVE
MSA-DOES | PES5856 | Ga Appliance | Gas Appliance | 70cea7c8-d7e4-ed11-8847-000d3acb5309 | Challi Primary School | 2605 | ACTIVE
MSA-DOES | PES6337 | Hot Water System: Ga & Electric | Hot Water Unit: Gas & Electric | d8a9f4c6-d7e4-ed11-8847-002248117628 | Challi Primary School | 2605 | ACTIVE
MSA-DOES | PES6751 | Boiling/Chilled Water Unit | Drinking Water Unit: Boiling / Chilled | 57cea7c8-d7e4-ed11-8847-000d3acb5309 | Challi Primary School | 2605 | ACTIVE
MSA-DOES | PES1662 | Backflow Prevention Valve | Backflow Prevention Valve | e9daa8c7-d7e4-ed11-8847-0022489339ad | Charthouse Primary School | 4956 | ACTIVE
MSA-DOES | PES1663 | Emergency & Exit Lighting | Emergency & Exit Lighting | 54cea7c8-d7e4-ed11-8847-000d3acb5309 | Charthouse Primary School | 4956 | ACTIVE
MSA-DOES | PES1664 | Air Conditioning: Evaporative Cooler | Air Conditioning: Evaporative Cooler | d3a9f4c6-d7e4-ed11-8847-002248117628 | Charthouse Primary School | 4956 | ACTIVE
MSA-DOES | PES1665 | Post mounted Changeable Message Board | Post mounted Changeable Message Board | 93dcabc5-d7e4-ed11-8847-0022481170b3 | Charthouse Primary School | 4956 | ACTIVE
MSA-DOES | PES1666 | Ga Space Heating | Gas Space Heating | 8fdcabc5-d7e4-ed11-8847-0022481170b3 | Charthouse Primary School | 4956 | ACTIVE
MSA-DOES | PES1667 | Gutter, Downpipe & Roof | Gutters, Downpipes & Roofs | f8daa8c7-d7e4-ed11-8847-0022489339ad | Charthouse Primary School | 4956 | ACTIVE
MSA-DOES | PES1668 | Play Ground Equipment Inc. Nature Play | Sport Court & Playground Equipment inc Natureplay | 92dcabc5-d7e4-ed11-8847-0022481170b3 | Charthouse Primary School | 4956 | ACTIVE
MSA-DOES | PES1669 | Solar Panel | Solar Electric System | 6acea7c8-d7e4-ed11-8847-000d3acb5309 | Charthouse Primary School | 4956 | ACTIVE
MSA-DOES | PES1670 | Testing & Tagging | Testing & Tagging | dba9f4c6-d7e4-ed11-8847-002248117628 | Charthouse Primary School | 4956 | ACTIVE
MSA-DOES | PES1671 | Fire Extinguisher | Fire Extinguisher | 63cea7c8-d7e4-ed11-8847-000d3acb5309 | Charthouse Primary School | 4956 | ACTIVE
MSA-DOES | PES1672 | Fire Hydrant | Fire Hydrant | f3daa8c7-d7e4-ed11-8847-0022489339ad | Charthouse Primary School | 4956 | ACTIVE
MSA-DOES | PES1673 | Fire Blanket | Fire Blanket | f5daa8c7-d7e4-ed11-8847-0022489339ad | Charthouse Primary School | 4956 | ACTIVE
MSA-DOES | PES1674 | Residual Current Device / RCD | Residual Current Devices (RCD) | 73cea7c8-d7e4-ed11-8847-000d3acb5309 | Charthouse Primary School | 4956 | ACTIVE
MSA-DOES | PES1675 | INACTIVE AS PER MARIO RAPANARO REQUEST-Termite Inspection | Pest Control | 68cea7c8-d7e4-ed11-8847-000d3acb5309 | Charthouse Primary School | 4956 | INACTIVE
MSA-DOES | PES1676 | Fall Protection System | Fall Protection System | 8cdcabc5-d7e4-ed11-8847-0022481170b3 | Charthouse Primary School | 4956 | ACTIVE
MSA-DOES | PES4693 | Fire Hydrant | Fire Hydrant | f3daa8c7-d7e4-ed11-8847-0022489339ad | Charthouse Primary School | 4956 | ACTIVE
MSA-DOES | PES4798 | Thermostatic Mixing Valve | Thermostatic Mixing Valve | 12dba8c7-d7e4-ed11-8847-0022489339ad | Charthouse Primary School | 4956 | ACTIVE
MSA-DOES | PES5008 | Lighting Pole | Lighting Poles: External | 69cea7c8-d7e4-ed11-8847-000d3acb5309 | Charthouse Primary School | 4956 | ACTIVE
MSA-DOES | PES5453 | Fire Hydrant | Fire Hydrant | f3daa8c7-d7e4-ed11-8847-0022489339ad | Charthouse Primary School | 4956 | ACTIVE
MSA-DOES | PES5670 | INACTIVE NO ASSETS ONSITE-Ga Appliance - Inspection, Testing & Report | Gas Appliance | 70cea7c8-d7e4-ed11-8847-000d3acb5309 | Charthouse Primary School | 4956 | INACTIVE
MSA-DOES | PES5769 | Tempering Valve | Tempering Valve | 74cea7c8-d7e4-ed11-8847-000d3acb5309 | Charthouse Primary School | 4956 | ACTIVE
MSA-DOES | PES6498 | Hot Water System: Ga & Electric | Hot Water Unit: Gas & Electric | d8a9f4c6-d7e4-ed11-8847-002248117628 | Charthouse Primary School | 4956 | ACTIVE
MSA-DOES | PES6499 | Boiling/Chilled Water Unit | Drinking Water Unit: Boiling / Chilled | 57cea7c8-d7e4-ed11-8847-000d3acb5309 | Charthouse Primary School | 4956 | ACTIVE
MSA-DOES | PES1677 | Backflow Prevention Valve | Backflow Prevention Valve | e9daa8c7-d7e4-ed11-8847-0022489339ad | Clifton Hill Primary School | 2578 | ACTIVE
MSA-DOES | PES1678 | Emergency & Exit Lighting | Emergency & Exit Lighting | 54cea7c8-d7e4-ed11-8847-000d3acb5309 | Clifton Hill Primary School | 2578 | ACTIVE
MSA-DOES | PES1679 | Air Conditioning: Evaporative Cooler | Air Conditioning: Evaporative Cooler | d3a9f4c6-d7e4-ed11-8847-002248117628 | Clifton Hill Primary School | 2578 | ACTIVE
MSA-DOES | PES1680 | Ga Space Heating | Gas Space Heating | 8fdcabc5-d7e4-ed11-8847-0022481170b3 | Clifton Hill Primary School | 2578 | ACTIVE
MSA-DOES | PES1681 | Gutter, Downpipe & Roof | Gutters, Downpipes & Roofs | f8daa8c7-d7e4-ed11-8847-0022489339ad | Clifton Hill Primary School | 2578 | ACTIVE
MSA-DOES | PES1682 | Play Ground Equipment | Sport Court & Playground Equipment | 67cea7c8-d7e4-ed11-8847-000d3acb5309 | Clifton Hill Primary School | 2578 | ACTIVE
MSA-DOES | PES1683 | Residual Current Device / RCD | Residual Current Devices (RCD) | 73cea7c8-d7e4-ed11-8847-000d3acb5309 | Clifton Hill Primary School | 2578 | ACTIVE
MSA-DOES | PES1684 | Testing & Tagging | Testing & Tagging | dba9f4c6-d7e4-ed11-8847-002248117628 | Clifton Hill Primary School | 2578 | ACTIVE
MSA-DOES | PES1685 | Fire Extinguisher | Fire Extinguisher | 63cea7c8-d7e4-ed11-8847-000d3acb5309 | Clifton Hill Primary School | 2578 | ACTIVE
MSA-DOES | PES1686 | Fire Blanket | Fire Blanket | f5daa8c7-d7e4-ed11-8847-0022489339ad | Clifton Hill Primary School | 2578 | ACTIVE
MSA-DOES | PES1687 | Pest Control | Pest Control | 68cea7c8-d7e4-ed11-8847-000d3acb5309 | Clifton Hill Primary School | 2578 | ACTIVE
MSA-DOES | PES1688 | Fall Protection System | Fall Protection System | 8cdcabc5-d7e4-ed11-8847-0022481170b3 | Clifton Hill Primary School | 2578 | ACTIVE
MSA-DOES | PES4128 | Solar Panel | Solar Electric System | 6acea7c8-d7e4-ed11-8847-000d3acb5309 | Clifton Hill Primary School | 2578 | ACTIVE
MSA-DOES | PES4895 | Thermostatic Mixing Valve | Thermostatic Mixing Valve | 12dba8c7-d7e4-ed11-8847-0022489339ad | Clifton Hill Primary School | 2578 | ACTIVE
MSA-DOES | PES5009 | Lighting Pole | Lighting Poles: External | 69cea7c8-d7e4-ed11-8847-000d3acb5309 | Clifton Hill Primary School | 2578 | ACTIVE
MSA-DOES | PES5513 | Emergency Eye Wash | Emergency Eye Wash / Safety Shower | 6dcea7c8-d7e4-ed11-8847-000d3acb5309 | Clifton Hill Primary School | 2578 | ACTIVE
MSA-DOES | PES6164 | Hot Water System: Ga & Electric | Hot Water Unit: Gas & Electric | d8a9f4c6-d7e4-ed11-8847-002248117628 | Clifton Hill Primary School | 2578 | ACTIVE
MSA-DOES | PES6165 | Tempering Valve | Tempering Valve | 74cea7c8-d7e4-ed11-8847-000d3acb5309 | Clifton Hill Primary School | 2578 | ACTIVE
MSA-DOES | PES6797 | Boiling/Chilled Water Unit | Drinking Water Unit: Boiling / Chilled | 57cea7c8-d7e4-ed11-8847-000d3acb5309 | Clifton Hill Primary School | 2578 | ACTIVE
MSA-DOES | PES6885 | Air Conditioning: Split | Air Conditioning: Split | 86dcabc5-d7e4-ed11-8847-0022481170b3 | Clifton Hill Primary School | 2578 | ACTIVE
MSA-DOES | PES1689 | NO ASSET ONSITE-Packaged Air-Conditioning - Inspection, Report & Filter Cleaning | Air Conditioning: Package | 85dcabc5-d7e4-ed11-8847-0022481170b3 | Cloverdale Primary School | 6175 | INACTIVE
MSA-DOES | PES1690 | Backflow Prevention Valve | Backflow Prevention Valve | e9daa8c7-d7e4-ed11-8847-0022489339ad | Cloverdale Primary School | 6175 | ACTIVE
MSA-DOES | PES1691 | Emergency & Exit Lighting | Emergency & Exit Lighting | 54cea7c8-d7e4-ed11-8847-000d3acb5309 | Cloverdale Primary School | 6175 | ACTIVE
MSA-DOES | PES1692 | Air Conditioning: Evaporative Cooler | Air Conditioning: Evaporative Cooler | d3a9f4c6-d7e4-ed11-8847-002248117628 | Cloverdale Primary School | 6175 | ACTIVE
MSA-DOES | PES1693 | Fire Extinguisher | Fire Extinguisher | 63cea7c8-d7e4-ed11-8847-000d3acb5309 | Cloverdale Primary School | 6175 | ACTIVE
MSA-DOES | PES1694 | Fire Hydrant | Fire Hydrant | f3daa8c7-d7e4-ed11-8847-0022489339ad | Cloverdale Primary School | 6175 | ACTIVE
MSA-DOES | PES1695 | Fire Blanket | Fire Blanket | f5daa8c7-d7e4-ed11-8847-0022489339ad | Cloverdale Primary School | 6175 | ACTIVE
MSA-DOES | PES1696 | Ga Space Heating | Gas Space Heating | 8fdcabc5-d7e4-ed11-8847-0022481170b3 | Cloverdale Primary School | 6175 | ACTIVE
MSA-DOES | PES1697 | Gutter, Downpipe & Roof | Gutters, Downpipes & Roofs | f8daa8c7-d7e4-ed11-8847-0022489339ad | Cloverdale Primary School | 6175 | ACTIVE
MSA-DOES | PES1698 | INACTIVE AS PER MARIO RAPANARO REQUEST-Termite Inspection | Pest Control | 68cea7c8-d7e4-ed11-8847-000d3acb5309 | Cloverdale Primary School | 6175 | INACTIVE
MSA-DOES | PES1699 | Play Ground Equipment Inc. Nature Play | Sport Court & Playground Equipment inc Natureplay | 92dcabc5-d7e4-ed11-8847-0022481170b3 | Cloverdale Primary School | 6175 | ACTIVE
MSA-DOES | PES1700 | Residual Current Device / RCD | Residual Current Devices (RCD) | 73cea7c8-d7e4-ed11-8847-000d3acb5309 | Cloverdale Primary School | 6175 | ACTIVE
MSA-DOES | PES1701 | Solar Panel | Solar Electric System | 6acea7c8-d7e4-ed11-8847-000d3acb5309 | Cloverdale Primary School | 6175 | ACTIVE
MSA-DOES | PES1702 | Testing & Tagging | Testing & Tagging | dba9f4c6-d7e4-ed11-8847-002248117628 | Cloverdale Primary School | 6175 | ACTIVE
MSA-DOES | PES1703 | Fire Hydrant | Fire Hydrant | f3daa8c7-d7e4-ed11-8847-0022489339ad | Cloverdale Primary School | 6175 | ACTIVE
MSA-DOES | PES1704 | Fall Protection System | Fall Protection System | 8cdcabc5-d7e4-ed11-8847-0022481170b3 | Cloverdale Primary School | 6175 | ACTIVE
MSA-DOES | PES4390 | Thermostatic Mixing Valve | Thermostatic Mixing Valve | 12dba8c7-d7e4-ed11-8847-0022489339ad | Cloverdale Primary School | 6175 | ACTIVE
MSA-DOES | PES4928 | Emergency Eye Wash | Emergency Eye Wash / Safety Shower | 6dcea7c8-d7e4-ed11-8847-000d3acb5309 | Cloverdale Primary School | 6175 | ACTIVE
MSA-DOES | PES4966 | Lighting Pole | Lighting Poles: External | 69cea7c8-d7e4-ed11-8847-000d3acb5309 | Cloverdale Primary School | 6175 | ACTIVE
MSA-DOES | PES5198 | Tempering Valve | Tempering Valve | 74cea7c8-d7e4-ed11-8847-000d3acb5309 | Cloverdale Primary School | 6175 | ACTIVE
MSA-DOES | PES5212 | Effluent System | Sewerage Pumping Station | 55cea7c8-d7e4-ed11-8847-000d3acb5309 | Cloverdale Primary School | 6175 | ACTIVE
MSA-DOES | PES5614 | INACTIVE NO ASSETS ONSITE-Ga Appliance - Inspection, Testing & Report | Gas Appliance | 70cea7c8-d7e4-ed11-8847-000d3acb5309 | Cloverdale Primary School | 6175 | INACTIVE
MSA-DOES | PES6256 | Hot Water System: Ga & Electric | Hot Water Unit: Gas & Electric | d8a9f4c6-d7e4-ed11-8847-002248117628 | Cloverdale Primary School | 6175 | ACTIVE
MSA-DOES | PES6871 | Boiling/Chilled Water Unit | Drinking Water Unit: Boiling / Chilled | 57cea7c8-d7e4-ed11-8847-000d3acb5309 | Cloverdale Primary School | 6175 | ACTIVE
MSA-DOES | PES6207 | Play Ground Equipment | Sport Court & Playground Equipment | 67cea7c8-d7e4-ed11-8847-000d3acb5309 | Coastal Lake College | 9786 | ACTIVE
MSA-DOES | PES1705 | Emergency & Exit Lighting | Emergency & Exit Lighting | 54cea7c8-d7e4-ed11-8847-000d3acb5309 | Collier Primary School | 2511 | ACTIVE
MSA-DOES | PES1706 | Air Conditioning: Evaporative Cooler | Air Conditioning: Evaporative Cooler | d3a9f4c6-d7e4-ed11-8847-002248117628 | Collier Primary School | 2511 | ACTIVE
MSA-DOES | PES1707 | Ga Space Heating | Gas Space Heating | 8fdcabc5-d7e4-ed11-8847-0022481170b3 | Collier Primary School | 2511 | ACTIVE
MSA-DOES | PES1708 | Gutter, Downpipe & Roof | Gutters, Downpipes & Roofs | f8daa8c7-d7e4-ed11-8847-0022489339ad | Collier Primary School | 2511 | ACTIVE
MSA-DOES | PES1709 | Play Ground Equipment | Sport Court & Playground Equipment | 67cea7c8-d7e4-ed11-8847-000d3acb5309 | Collier Primary School | 2511 | ACTIVE
MSA-DOES | PES1710 | Residual Current Device / RCD | Residual Current Devices (RCD) | 73cea7c8-d7e4-ed11-8847-000d3acb5309 | Collier Primary School | 2511 | ACTIVE
MSA-DOES | PES1711 | Testing & Tagging | Testing & Tagging | dba9f4c6-d7e4-ed11-8847-002248117628 | Collier Primary School | 2511 | ACTIVE
MSA-DOES | PES1712 | Fire Extinguisher | Fire Extinguisher | 63cea7c8-d7e4-ed11-8847-000d3acb5309 | Collier Primary School | 2511 | ACTIVE
MSA-DOES | PES1713 | Fire Blanket | Fire Blanket | f5daa8c7-d7e4-ed11-8847-0022489339ad | Collier Primary School | 2511 | ACTIVE
MSA-DOES | PES1714 | Pest Control | Pest Control | 68cea7c8-d7e4-ed11-8847-000d3acb5309 | Collier Primary School | 2511 | ACTIVE
MSA-DOES | PES1715 | Fall Protection System | Fall Protection System | 8cdcabc5-d7e4-ed11-8847-0022481170b3 | Collier Primary School | 2511 | ACTIVE
MSA-DOES | PES4775 | Thermostatic Mixing Valve | Thermostatic Mixing Valve | 12dba8c7-d7e4-ed11-8847-0022489339ad | Collier Primary School | 2511 | ACTIVE
MSA-DOES | PES4819 | Emergency Eye Wash | Emergency Eye Wash / Safety Shower | 6dcea7c8-d7e4-ed11-8847-000d3acb5309 | Collier Primary School | 2511 | ACTIVE
MSA-DOES | PES5010 | NO ASSETS ONSITE-External Lighting Pole - Inspection & Reporting (inc Photo) | Lighting Poles: External | 69cea7c8-d7e4-ed11-8847-000d3acb5309 | Collier Primary School | 2511 | INACTIVE
MSA-DOES | PES5378 | Tempering Valve | Tempering Valve | 74cea7c8-d7e4-ed11-8847-000d3acb5309 | Collier Primary School | 2511 | ACTIVE
MSA-DOES | PES5688 | INACTIVE NO ASSETS ONSITE-Ga Appliance - Inspection, Testing & Report | Gas Appliance | 70cea7c8-d7e4-ed11-8847-000d3acb5309 | Collier Primary School | 2511 | INACTIVE
MSA-DOES | PES6567 | Boiling/Chilled Water Unit | Drinking Water Unit: Boiling / Chilled | 57cea7c8-d7e4-ed11-8847-000d3acb5309 | Collier Primary School | 2511 | ACTIVE
MSA-DOES | PES6568 | Hot Water System: Ga & Electric | Hot Water Unit: Gas & Electric | d8a9f4c6-d7e4-ed11-8847-002248117628 | Collier Primary School | 2511 | ACTIVE
MSA-DOES | PES7171 | Effluent System | Sewerage Pumping Station | 55cea7c8-d7e4-ed11-8847-000d3acb5309 | Collier Primary School | 2511 | ACTIVE
MSA-DOES | PES1716 | Backflow Prevention Valve | Backflow Prevention Valve | e9daa8c7-d7e4-ed11-8847-0022489339ad | Comet Bay College | 7491 | ACTIVE
MSA-DOES | PES1717 | Extraction: Dust | Extraction System: Saw Dust | 61cea7c8-d7e4-ed11-8847-000d3acb5309 | Comet Bay College | 7491 | ACTIVE
MSA-DOES | PES1718 | Emergency & Exit Lighting | Emergency & Exit Lighting | 54cea7c8-d7e4-ed11-8847-000d3acb5309 | Comet Bay College | 7491 | ACTIVE
MSA-DOES | PES1719 | Air Conditioning: Evaporative Cooler | Air Conditioning: Evaporative Cooler | d3a9f4c6-d7e4-ed11-8847-002248117628 | Comet Bay College | 7491 | ACTIVE
MSA-DOES | PES1720 | Fire Extinguisher | Fire Extinguisher | 63cea7c8-d7e4-ed11-8847-000d3acb5309 | Comet Bay College | 7491 | ACTIVE
MSA-DOES | PES1721 | Fire Hydrant | Fire Hydrant | f3daa8c7-d7e4-ed11-8847-0022489339ad | Comet Bay College | 7491 | ACTIVE
MSA-DOES | PES1722 | Fire Hydrant Booster Connection | Fire Hydrant Booster Connection | 5fcea7c8-d7e4-ed11-8847-000d3acb5309 | Comet Bay College | 7491 | ACTIVE
MSA-DOES | PES1723 | Fire Hose Reel | Fire Hose Reel | f4daa8c7-d7e4-ed11-8847-0022489339ad | Comet Bay College | 7491 | ACTIVE
MSA-DOES | PES1724 | Fire Blanket | Fire Blanket | f5daa8c7-d7e4-ed11-8847-0022489339ad | Comet Bay College | 7491 | ACTIVE
MSA-DOES | PES1725 | Fume Cupboard | Fume Cupboards | f7daa8c7-d7e4-ed11-8847-0022489339ad | Comet Bay College | 7491 | ACTIVE
MSA-DOES | PES1726 | Ga Space Heating | Gas Space Heating | 8fdcabc5-d7e4-ed11-8847-0022481170b3 | Comet Bay College | 7491 | ACTIVE
MSA-DOES | PES1727 | Gutter, Downpipe & Roof | Gutters, Downpipes & Roofs | f8daa8c7-d7e4-ed11-8847-0022489339ad | Comet Bay College | 7491 | ACTIVE
MSA-DOES | PES1728 | Lift | Lift: Passenger | 5dcea7c8-d7e4-ed11-8847-000d3acb5309 | Comet Bay College | 7491 | ACTIVE
MSA-DOES | PES1729 | Grease Trap: | Grease Trap: | fadaa8c7-d7e4-ed11-8847-0022489339ad | Comet Bay College | 7491 | ACTIVE
MSA-DOES | PES1731 | Compressor: | Air Compressor | d1a9f4c6-d7e4-ed11-8847-002248117628 | Comet Bay College | 7491 | ACTIVE
MSA-DOES | PES1732 | Acces Equipment: Scissor Lift | Access Equipment: Scissor Lift | daa9f4c6-d7e4-ed11-8847-002248117628 | Comet Bay College | 7491 | ACTIVE
MSA-DOES | PES1733 | Pest Control | Pest Control | 68cea7c8-d7e4-ed11-8847-000d3acb5309 | Comet Bay College | 7491 | ACTIVE
MSA-DOES | PES1734 | Residual Current Device / RCD | Residual Current Devices (RCD) | 73cea7c8-d7e4-ed11-8847-000d3acb5309 | Comet Bay College | 7491 | ACTIVE
MSA-DOES | PES1735 | Solar Panel | Solar Electric System | 6acea7c8-d7e4-ed11-8847-000d3acb5309 | Comet Bay College | 7491 | ACTIVE
MSA-DOES | PES1736 | Testing & Tagging | Testing & Tagging | dba9f4c6-d7e4-ed11-8847-002248117628 | Comet Bay College | 7491 | ACTIVE
MSA-DOES | PES1737 | Fall Protection System | Fall Protection System | 8cdcabc5-d7e4-ed11-8847-0022481170b3 | Comet Bay College | 7491 | ACTIVE
MSA-DOES | PES4290 | Design & Technology: Fixed Equipment | Design & Technology: Fixed Equipment | 53cea7c8-d7e4-ed11-8847-000d3acb5309 | Comet Bay College | 7491 | ACTIVE
MSA-DOES | PES4454 | Fire Hydrant | Fire Hydrant | f3daa8c7-d7e4-ed11-8847-0022489339ad | Comet Bay College | 7491 | ACTIVE
MSA-DOES | PES4506 | PAC: Retractable Seating | PAC: | ffdaa8c7-d7e4-ed11-8847-0022489339ad | Comet Bay College | 7491 | ACTIVE
MSA-DOES | PES4524 | PAC: Lighting System | PAC: | ffdaa8c7-d7e4-ed11-8847-0022489339ad | Comet Bay College | 7491 | ACTIVE
MSA-DOES | PES4551 | PAC: Staging System | PAC: | ffdaa8c7-d7e4-ed11-8847-0022489339ad | Comet Bay College | 7491 | ACTIVE
MSA-DOES | PES4574 | PAC: Curtain | PAC: | ffdaa8c7-d7e4-ed11-8847-0022489339ad | Comet Bay College | 7491 | ACTIVE
MSA-DOES | PES4603 | PAC: Audio System | PAC: | ffdaa8c7-d7e4-ed11-8847-0022489339ad | Comet Bay College | 7491 | ACTIVE
MSA-DOES | PES4630 | Hoist/Winche | PAC: Hoist / Winch | fddaa8c7-d7e4-ed11-8847-0022489339ad | Comet Bay College | 7491 | ACTIVE
MSA-DOES | PES4801 | Emergency Eye Wash | Emergency Eye Wash / Safety Shower | 6dcea7c8-d7e4-ed11-8847-000d3acb5309 | Comet Bay College | 7491 | ACTIVE
MSA-DOES | PES4852 | Sport Court Equipment | Sport Court | 94dcabc5-d7e4-ed11-8847-0022481170b3 | Comet Bay College | 7491 | ACTIVE
MSA-DOES | PES4967 | Lighting Pole | Lighting Poles: External | 69cea7c8-d7e4-ed11-8847-000d3acb5309 | Comet Bay College | 7491 | ACTIVE
MSA-DOES | PES5252 | REFER PES1728 Lift | Lift: Passenger | 5dcea7c8-d7e4-ed11-8847-000d3acb5309 | Comet Bay College | 7491 | INACTIVE
MSA-DOES | PES5366 | Tempering Valve | Tempering Valve | 74cea7c8-d7e4-ed11-8847-000d3acb5309 | Comet Bay College | 7491 | ACTIVE
MSA-DOES | PES5367 | Thermostatic Mixing Valve | Thermostatic Mixing Valve | 12dba8c7-d7e4-ed11-8847-0022489339ad | Comet Bay College | 7491 | ACTIVE
MSA-DOES | PES5416 | PAC: Lighting Grid / Bar | PAC: | ffdaa8c7-d7e4-ed11-8847-0022489339ad | Comet Bay College | 7491 | ACTIVE
MSA-DOES | PES5672 | Ga Appliance | Gas Appliance | 70cea7c8-d7e4-ed11-8847-000d3acb5309 | Comet Bay College | 7491 | ACTIVE
MSA-DOES | PES6021 | Dangerou Good Safety Storage Cabinet | Dangerous Goods Safety Storage Cabinets | eedaa8c7-d7e4-ed11-8847-0022489339ad | Comet Bay College | 7491 | ACTIVE
MSA-DOES | PES6497 | Effluent System | Sewerage Pumping Station | 55cea7c8-d7e4-ed11-8847-000d3acb5309 | Comet Bay College | 7491 | ACTIVE
MSA-DOES | PES6520 | Boiling/Chilled Water Unit | Drinking Water Unit: Boiling / Chilled | 57cea7c8-d7e4-ed11-8847-000d3acb5309 | Comet Bay College | 7491 | ACTIVE
MSA-DOES | PES6849 | Hot Water System: Ga & Electric | Hot Water Unit: Gas & Electric | d8a9f4c6-d7e4-ed11-8847-002248117628 | Comet Bay College | 7491 | ACTIVE
MSA-DOES | PES6974 | Lift: Monitoring Service | Lift: Passenger | 5dcea7c8-d7e4-ed11-8847-000d3acb5309 | Comet Bay College | 7491 | ACTIVE
MSA-DOES | PES7013 | Design & Technology: Reticulated Ga Welding System | Design & Technology: Reticulated Gas Welding System | 11dba8c7-d7e4-ed11-8847-0022489339ad | Comet Bay College | 7491 | ACTIVE
MSA-DOES | PES7067 | Fan: Large Diameter | Fan: Large Diameter | 5acea7c8-d7e4-ed11-8847-000d3acb5309 | Comet Bay College | 7491 | ACTIVE
MSA-DOES | PES1738 | Fire Hydrant | Fire Hydrant | f3daa8c7-d7e4-ed11-8847-0022489339ad | Comet Bay Primary School | 7358 | ACTIVE
MSA-DOES | PES1739 | Emergency & Exit Lighting | Emergency & Exit Lighting | 54cea7c8-d7e4-ed11-8847-000d3acb5309 | Comet Bay Primary School | 7358 | ACTIVE
MSA-DOES | PES1740 | Air Conditioning: Evaporative Cooler | Air Conditioning: Evaporative Cooler | d3a9f4c6-d7e4-ed11-8847-002248117628 | Comet Bay Primary School | 7358 | ACTIVE
MSA-DOES | PES1741 | Ga Space Heating | Gas Space Heating | 8fdcabc5-d7e4-ed11-8847-0022481170b3 | Comet Bay Primary School | 7358 | ACTIVE
MSA-DOES | PES1742 | Gutter, Downpipe & Roof | Gutters, Downpipes & Roofs | f8daa8c7-d7e4-ed11-8847-0022489339ad | Comet Bay Primary School | 7358 | ACTIVE
MSA-DOES | PES1744 | Residual Current Device / RCD | Residual Current Devices (RCD) | 73cea7c8-d7e4-ed11-8847-000d3acb5309 | Comet Bay Primary School | 7358 | ACTIVE
MSA-DOES | PES1745 | Solar Panel | Solar Electric System | 6acea7c8-d7e4-ed11-8847-000d3acb5309 | Comet Bay Primary School | 7358 | ACTIVE
MSA-DOES | PES1746 | Testing & Tagging | Testing & Tagging | dba9f4c6-d7e4-ed11-8847-002248117628 | Comet Bay Primary School | 7358 | ACTIVE
MSA-DOES | PES1747 | Fire Extinguisher | Fire Extinguisher | 63cea7c8-d7e4-ed11-8847-000d3acb5309 | Comet Bay Primary School | 7358 | ACTIVE
MSA-DOES | PES1748 | Fire Hydrant | Fire Hydrant | f3daa8c7-d7e4-ed11-8847-0022489339ad | Comet Bay Primary School | 7358 | ACTIVE
MSA-DOES | PES1749 | Fire Blanket | Fire Blanket | f5daa8c7-d7e4-ed11-8847-0022489339ad | Comet Bay Primary School | 7358 | ACTIVE
MSA-DOES | PES1750 | Play Ground Equipment Inc. Nature Play | Sport Court & Playground Equipment inc Natureplay | 92dcabc5-d7e4-ed11-8847-0022481170b3 | Comet Bay Primary School | 7358 | ACTIVE
MSA-DOES | PES1751 | Backflow Prevention Valve | Backflow Prevention Valve | e9daa8c7-d7e4-ed11-8847-0022489339ad | Comet Bay Primary School | 7358 | ACTIVE
MSA-DOES | PES1752 | INACTIVE AS PER MARIO RAPANARO REQUEST-Termite Inspection | Pest Control | 68cea7c8-d7e4-ed11-8847-000d3acb5309 | Comet Bay Primary School | 7358 | INACTIVE
MSA-DOES | PES1753 | Fall Protection System | Fall Protection System | 8cdcabc5-d7e4-ed11-8847-0022481170b3 | Comet Bay Primary School | 7358 | ACTIVE
MSA-DOES | PES4352 | DUPLICATE PM-Backflow Prevention Valve - Inspection, Report and Certification | Backflow Prevention Valve | e9daa8c7-d7e4-ed11-8847-0022489339ad | Comet Bay Primary School | 7358 | INACTIVE
MSA-DOES | PES4447 | Thermostatic Mixing Valve | Thermostatic Mixing Valve | 12dba8c7-d7e4-ed11-8847-0022489339ad | Comet Bay Primary School | 7358 | ACTIVE
MSA-DOES | PES4968 | Lighting Pole | Lighting Poles: External | 69cea7c8-d7e4-ed11-8847-000d3acb5309 | Comet Bay Primary School | 7358 | ACTIVE
MSA-DOES | PES5180 | Effluent System | Sewerage Pumping Station | 55cea7c8-d7e4-ed11-8847-000d3acb5309 | Comet Bay Primary School | 7358 | ACTIVE
MSA-DOES | PES5205 | Tempering Valve | Tempering Valve | 74cea7c8-d7e4-ed11-8847-000d3acb5309 | Comet Bay Primary School | 7358 | ACTIVE
MSA-DOES | PES5616 | Ga Appliance | Gas Appliance | 70cea7c8-d7e4-ed11-8847-000d3acb5309 | Comet Bay Primary School | 7358 | ACTIVE
MSA-DOES | PES6526 | Hot Water System: Ga & Electric | Hot Water Unit: Gas & Electric | d8a9f4c6-d7e4-ed11-8847-002248117628 | Comet Bay Primary School | 7358 | ACTIVE
MSA-DOES | PES6938 | Boiling/Chilled Water Unit | Drinking Water Unit: Boiling / Chilled | 57cea7c8-d7e4-ed11-8847-000d3acb5309 | Comet Bay Primary School | 7358 | ACTIVE
MSA-DOES | PES6650 | SITE CLOSED - Air Conditioning: Evaporative Cooler | Air Conditioning: Evaporative Cooler | d3a9f4c6-d7e4-ed11-8847-002248117628 | Comet Bay Primary School Kindergarten Annex | 8938 | INACTIVE
MSA-DOES | PES6651 | SITE CLOSED - Play Ground Equipment | Sport Court & Playground Equipment | 67cea7c8-d7e4-ed11-8847-000d3acb5309 | Comet Bay Primary School Kindergarten Annex | 8938 | INACTIVE
MSA-DOES | PES6652 | SITE CLOSED - Testing & Tagging | Testing & Tagging | dba9f4c6-d7e4-ed11-8847-002248117628 | Comet Bay Primary School Kindergarten Annex | 8938 | INACTIVE
MSA-DOES | PES6653 | SITE CLOSED - Residual Current Device / RCD | Residual Current Devices (RCD) | 73cea7c8-d7e4-ed11-8847-000d3acb5309 | Comet Bay Primary School Kindergarten Annex | 8938 | INACTIVE
MSA-DOES | PES6654 | SITE CLOSED - Fire Extinguisher | Fire Extinguisher | 63cea7c8-d7e4-ed11-8847-000d3acb5309 | Comet Bay Primary School Kindergarten Annex | 8938 | INACTIVE
MSA-DOES | PES6655 | SITE CLOSED - Fire Blanket | Fire Blanket | f5daa8c7-d7e4-ed11-8847-0022489339ad | Comet Bay Primary School Kindergarten Annex | 8938 | INACTIVE
MSA-DOES | PES6656 | NO ASSET ON SITE Ga Appliance | Gas Appliance | 70cea7c8-d7e4-ed11-8847-000d3acb5309 | Comet Bay Primary School Kindergarten Annex | 8938 | INACTIVE
MSA-DOES | PES6657 | SITE CLOSED - Gutter, Downpipe & Roof | Gutters, Downpipes & Roofs | f8daa8c7-d7e4-ed11-8847-0022489339ad | Comet Bay Primary School Kindergarten Annex | 8938 | INACTIVE
MSA-DOES | PES6817 | NO ASSET ON SITE Ga Space Heating | Gas Space Heating | 8fdcabc5-d7e4-ed11-8847-0022481170b3 | Comet Bay Primary School Kindergarten Annex | 8938 | INACTIVE
MSA-DOES | PES6984 | SERVICE CARRIED OUT UNDER PS PM PES1751 - Backflow Prevention Valve | Backflow Prevention Valve | e9daa8c7-d7e4-ed11-8847-0022489339ad | Comet Bay Primary School Kindergarten Annex | 8938 | INACTIVE
MSA-DOES | PES1754 | Backflow Prevention Valve | Backflow Prevention Valve | e9daa8c7-d7e4-ed11-8847-0022489339ad | Como Primary School | 2512 | ACTIVE
MSA-DOES | PES1755 | Emergency & Exit Lighting | Emergency & Exit Lighting | 54cea7c8-d7e4-ed11-8847-000d3acb5309 | Como Primary School | 2512 | ACTIVE
MSA-DOES | PES1756 | Air Conditioning: Evaporative Cooler | Air Conditioning: Evaporative Cooler | d3a9f4c6-d7e4-ed11-8847-002248117628 | Como Primary School | 2512 | ACTIVE
MSA-DOES | PES1757 | Ga Space Heating | Gas Space Heating | 8fdcabc5-d7e4-ed11-8847-0022481170b3 | Como Primary School | 2512 | ACTIVE
MSA-DOES | PES1758 | Gutter, Downpipe & Roof | Gutters, Downpipes & Roofs | f8daa8c7-d7e4-ed11-8847-0022489339ad | Como Primary School | 2512 | ACTIVE
MSA-DOES | PES1759 | Play Ground Equipment | Sport Court & Playground Equipment | 67cea7c8-d7e4-ed11-8847-000d3acb5309 | Como Primary School | 2512 | ACTIVE
MSA-DOES | PES1760 | Residual Current Device / RCD | Residual Current Devices (RCD) | 73cea7c8-d7e4-ed11-8847-000d3acb5309 | Como Primary School | 2512 | ACTIVE
MSA-DOES | PES1761 | Testing & Tagging | Testing & Tagging | dba9f4c6-d7e4-ed11-8847-002248117628 | Como Primary School | 2512 | ACTIVE
MSA-DOES | PES1762 | Fire Extinguisher | Fire Extinguisher | 63cea7c8-d7e4-ed11-8847-000d3acb5309 | Como Primary School | 2512 | ACTIVE
MSA-DOES | PES1763 | Fire Blanket | Fire Blanket | f5daa8c7-d7e4-ed11-8847-0022489339ad | Como Primary School | 2512 | ACTIVE
MSA-DOES | PES1764 | Pest Control | Pest Control | 68cea7c8-d7e4-ed11-8847-000d3acb5309 | Como Primary School | 2512 | ACTIVE
MSA-DOES | PES1765 | Fall Protection System | Fall Protection System | 8cdcabc5-d7e4-ed11-8847-0022481170b3 | Como Primary School | 2512 | ACTIVE
MSA-DOES | PES4129 | Solar Panel | Solar Electric System | 6acea7c8-d7e4-ed11-8847-000d3acb5309 | Como Primary School | 2512 | ACTIVE
MSA-DOES | PES4922 | Emergency Eye Wash | Emergency Eye Wash / Safety Shower | 6dcea7c8-d7e4-ed11-8847-000d3acb5309 | Como Primary School | 2512 | ACTIVE
MSA-DOES | PES4944 | Tempering Valve | Tempering Valve | 74cea7c8-d7e4-ed11-8847-000d3acb5309 | Como Primary School | 2512 | ACTIVE
MSA-DOES | PES5045 | NO POLES ON SITE - External Lighting Pole - Inspection & Reporting (inc Photo) | Lighting Poles: External | 69cea7c8-d7e4-ed11-8847-000d3acb5309 | Como Primary School | 2512 | INACTIVE
MSA-DOES | PES5902 | Ga Appliance | Gas Appliance | 70cea7c8-d7e4-ed11-8847-000d3acb5309 | Como Primary School | 2512 | ACTIVE
MSA-DOES | PES6450 | Hot Water System: Ga & Electric | Hot Water Unit: Gas & Electric | d8a9f4c6-d7e4-ed11-8847-002248117628 | Como Primary School | 2512 | ACTIVE
MSA-DOES | PES6916 | Boiling/Chilled Water Unit | Drinking Water Unit: Boiling / Chilled | 57cea7c8-d7e4-ed11-8847-000d3acb5309 | Como Primary School | 2512 | ACTIVE
MSA-DOES | PES1766 | Backflow Prevention Valve | Backflow Prevention Valve | e9daa8c7-d7e4-ed11-8847-0022489339ad | Como Secondary College | 2471 | ACTIVE
MSA-DOES | PES1767 | INACTIVE ASSET NOT ON SITE-Climbing Wall - Inspection, Service & Report | Climbing Wall / Abseiling Structure | ebdaa8c7-d7e4-ed11-8847-0022489339ad | Como Secondary College | 2471 | INACTIVE
MSA-DOES | PES1768 | Emergency & Exit Lighting | Emergency & Exit Lighting | 54cea7c8-d7e4-ed11-8847-000d3acb5309 | Como Secondary College | 2471 | ACTIVE
MSA-DOES | PES1769 | Air Conditioning: Evaporative Cooler | Air Conditioning: Evaporative Cooler | d3a9f4c6-d7e4-ed11-8847-002248117628 | Como Secondary College | 2471 | ACTIVE
MSA-DOES | PES1770 | Fixed Gym Equipment | Gym Equipment : Fixed | 5ecea7c8-d7e4-ed11-8847-000d3acb5309 | Como Secondary College | 2471 | ACTIVE
MSA-DOES | PES1771 | Fume Cupboard | Fume Cupboards | f7daa8c7-d7e4-ed11-8847-0022489339ad | Como Secondary College | 2471 | ACTIVE
MSA-DOES | PES1772 | INACTIVE-Postmounted Changeable Message Board - Inspection, Service & Report | Post mounted Changeable Message Board | 93dcabc5-d7e4-ed11-8847-0022481170b3 | Como Secondary College | 2471 | INACTIVE
MSA-DOES | PES1773 | Ga Space Heating | Gas Space Heating | 8fdcabc5-d7e4-ed11-8847-0022481170b3 | Como Secondary College | 2471 | ACTIVE
MSA-DOES | PES1774 | Gutter, Downpipe & Roof | Gutters, Downpipes & Roofs | f8daa8c7-d7e4-ed11-8847-0022489339ad | Como Secondary College | 2471 | ACTIVE
MSA-DOES | PES1775 | SITE REQUESTED CANCEL - Manual Art Equipment - Inspection, Service & Report | Design & Technology: Fixed Equipment | 53cea7c8-d7e4-ed11-8847-000d3acb5309 | Como Secondary College | 2471 | INACTIVE
MSA-DOES | PES1776 | Residual Current Device / RCD | Residual Current Devices (RCD) | 73cea7c8-d7e4-ed11-8847-000d3acb5309 | Como Secondary College | 2471 | ACTIVE
MSA-DOES | PES1777 | Testing & Tagging | Testing & Tagging | dba9f4c6-d7e4-ed11-8847-002248117628 | Como Secondary College | 2471 | ACTIVE
MSA-DOES | PES1778 | Fire Extinguisher | Fire Extinguisher | 63cea7c8-d7e4-ed11-8847-000d3acb5309 | Como Secondary College | 2471 | ACTIVE
MSA-DOES | PES1779 | Fire Hydrant | Fire Hydrant | f3daa8c7-d7e4-ed11-8847-0022489339ad | Como Secondary College | 2471 | ACTIVE
MSA-DOES | PES1780 | Fire Hydrant Booster Connection | Fire Hydrant Booster Connection | 5fcea7c8-d7e4-ed11-8847-000d3acb5309 | Como Secondary College | 2471 | ACTIVE
MSA-DOES | PES1781 | Fire Hose Reel | Fire Hose Reel | f4daa8c7-d7e4-ed11-8847-0022489339ad | Como Secondary College | 2471 | ACTIVE
MSA-DOES | PES1782 | Fire Blanket | Fire Blanket | f5daa8c7-d7e4-ed11-8847-0022489339ad | Como Secondary College | 2471 | ACTIVE
MSA-DOES | PES1783 | Pest Control | Pest Control | 68cea7c8-d7e4-ed11-8847-000d3acb5309 | Como Secondary College | 2471 | ACTIVE
MSA-DOES | PES4130 | Solar Panel | Solar Electric System | 6acea7c8-d7e4-ed11-8847-000d3acb5309 | Como Secondary College | 2471 | ACTIVE
MSA-DOES | PES4251 | Fall Protection System | Fall Protection System | 8cdcabc5-d7e4-ed11-8847-0022481170b3 | Como Secondary College | 2471 | ACTIVE
MSA-DOES | PES4694 | Fire Hydrant | Fire Hydrant | f3daa8c7-d7e4-ed11-8847-0022489339ad | Como Secondary College | 2471 | ACTIVE
MSA-DOES | PES4776 | Thermostatic Mixing Valve | Thermostatic Mixing Valve | 12dba8c7-d7e4-ed11-8847-0022489339ad | Como Secondary College | 2471 | ACTIVE
MSA-DOES | PES4817 | Emergency Eye Wash | Emergency Eye Wash / Safety Shower | 6dcea7c8-d7e4-ed11-8847-000d3acb5309 | Como Secondary College | 2471 | ACTIVE
MSA-DOES | PES4969 | Lighting Pole | Lighting Poles: External | 69cea7c8-d7e4-ed11-8847-000d3acb5309 | Como Secondary College | 2471 | ACTIVE
MSA-DOES | PES5230 | Extraction: Dust | Extraction System: Saw Dust | 61cea7c8-d7e4-ed11-8847-000d3acb5309 | Como Secondary College | 2471 | ACTIVE
MSA-DOES | PES5402 | Tempering Valve | Tempering Valve | 74cea7c8-d7e4-ed11-8847-000d3acb5309 | Como Secondary College | 2471 | ACTIVE
MSA-DOES | PES5689 | Ga Appliance | Gas Appliance | 70cea7c8-d7e4-ed11-8847-000d3acb5309 | Como Secondary College | 2471 | ACTIVE
MSA-DOES | PES6013 | Dangerou Good Safety Storage Cabinet | Dangerous Goods Safety Storage Cabinets | eedaa8c7-d7e4-ed11-8847-0022489339ad | Como Secondary College | 2471 | ACTIVE
MSA-DOES | PES6046 | PAC: Audio System | PAC: | ffdaa8c7-d7e4-ed11-8847-0022489339ad | Como Secondary College | 2471 | ACTIVE
MSA-DOES | PES6047 | PAC: Lighting System | PAC: | ffdaa8c7-d7e4-ed11-8847-0022489339ad | Como Secondary College | 2471 | ACTIVE
MSA-DOES | PES6048 | PAC: Staging System | PAC: | ffdaa8c7-d7e4-ed11-8847-0022489339ad | Como Secondary College | 2471 | ACTIVE
MSA-DOES | PES6049 | PAC: Curtain | PAC: | ffdaa8c7-d7e4-ed11-8847-0022489339ad | Como Secondary College | 2471 | ACTIVE
MSA-DOES | PES6050 | PAC: Lighting Grid / Bar | PAC: | ffdaa8c7-d7e4-ed11-8847-0022489339ad | Como Secondary College | 2471 | ACTIVE
MSA-DOES | PES6542 | Boiling/Chilled Water Unit | Drinking Water Unit: Boiling / Chilled | 57cea7c8-d7e4-ed11-8847-000d3acb5309 | Como Secondary College | 2471 | ACTIVE
MSA-DOES | PES6714 | Compressor: | Air Compressor | d1a9f4c6-d7e4-ed11-8847-002248117628 | Como Secondary College | 2471 | ACTIVE
MSA-DOES | PES6920 | Hot Water System: Ga & Electric | Hot Water Unit: Gas & Electric | d8a9f4c6-d7e4-ed11-8847-002248117628 | Como Secondary College | 2471 | ACTIVE
MSA-DOES | PES7039 | Design & Technology: Portable Ga Welding System | Design & Technology: Portable Gas Welding System | 8adcabc5-d7e4-ed11-8847-0022481170b3 | Como Secondary College | 2471 | ACTIVE
MSA-DOES | PES1110 | Fire Alarm System / FIP | Fire Alarm System (FIP) | f1daa8c7-d7e4-ed11-8847-0022489339ad | Coodanup College | 4450 | ACTIVE
MSA-DOES | PES1784 | Backflow Prevention Valve | Backflow Prevention Valve | e9daa8c7-d7e4-ed11-8847-0022489339ad | Coodanup College | 4450 | ACTIVE
MSA-DOES | PES1785 | Emergency & Exit Lighting | Emergency & Exit Lighting | 54cea7c8-d7e4-ed11-8847-000d3acb5309 | Coodanup College | 4450 | ACTIVE
MSA-DOES | PES1786 | Air Conditioning: Evaporative Cooler | Air Conditioning: Evaporative Cooler | d3a9f4c6-d7e4-ed11-8847-002248117628 | Coodanup College | 4450 | ACTIVE
MSA-DOES | PES1787 | INACTIVE SERVICE NOT REQUIRED-Fire Break - Clearing & Report | Fire Break | 65cea7c8-d7e4-ed11-8847-000d3acb5309 | Coodanup College | 4450 | INACTIVE
MSA-DOES | PES1788 | Fixed Gym Equipment | Gym Equipment : Fixed | 5ecea7c8-d7e4-ed11-8847-000d3acb5309 | Coodanup College | 4450 | ACTIVE
MSA-DOES | PES1789 | Fume Cupboard | Fume Cupboards | f7daa8c7-d7e4-ed11-8847-0022489339ad | Coodanup College | 4450 | ACTIVE
MSA-DOES | PES1790 | Ga Space Heating | Gas Space Heating | 8fdcabc5-d7e4-ed11-8847-0022481170b3 | Coodanup College | 4450 | ACTIVE
MSA-DOES | PES1791 | Gutter, Downpipe & Roof | Gutters, Downpipes & Roofs | f8daa8c7-d7e4-ed11-8847-0022489339ad | Coodanup College | 4450 | ACTIVE
MSA-DOES | PES1793 | Mobile Work Platform | Mobile Work Platforms | 07dba8c7-d7e4-ed11-8847-0022489339ad | Coodanup College | 4450 | ACTIVE
MSA-DOES | PES1794 | Residual Current Device / RCD | Residual Current Devices (RCD) | 73cea7c8-d7e4-ed11-8847-000d3acb5309 | Coodanup College | 4450 | ACTIVE
MSA-DOES | PES1795 | NO ASSETS ONSITE-Thermostatic Mixing Valve - Inspection, Service & Report | Thermostatic Mixing Valve | 12dba8c7-d7e4-ed11-8847-0022489339ad | Coodanup College | 4450 | INACTIVE
MSA-DOES | PES1796 | Testing & Tagging | Testing & Tagging | dba9f4c6-d7e4-ed11-8847-002248117628 | Coodanup College | 4450 | ACTIVE
MSA-DOES | PES1797 | Fire Extinguisher | Fire Extinguisher | 63cea7c8-d7e4-ed11-8847-000d3acb5309 | Coodanup College | 4450 | ACTIVE
MSA-DOES | PES1798 | Fire Hydrant | Fire Hydrant | f3daa8c7-d7e4-ed11-8847-0022489339ad | Coodanup College | 4450 | ACTIVE
MSA-DOES | PES1799 | Fire Hose Reel | Fire Hose Reel | f4daa8c7-d7e4-ed11-8847-0022489339ad | Coodanup College | 4450 | ACTIVE
MSA-DOES | PES1800 | Fire Blanket | Fire Blanket | f5daa8c7-d7e4-ed11-8847-0022489339ad | Coodanup College | 4450 | ACTIVE
MSA-DOES | PES1801 | Pest Control | Pest Control | 68cea7c8-d7e4-ed11-8847-000d3acb5309 | Coodanup College | 4450 | ACTIVE
MSA-DOES | PES1802 | Fire Hydrant | Fire Hydrant | f3daa8c7-d7e4-ed11-8847-0022489339ad | Coodanup College | 4450 | ACTIVE
MSA-DOES | PES2135 | DUPLICATE PM-Fire Alarm System - Inspection, Testing & Report | Fire Alarm System (FIP) | f1daa8c7-d7e4-ed11-8847-0022489339ad | Coodanup College | 4450 | INACTIVE
MSA-DOES | PES4252 | Fall Protection System | Fall Protection System | 8cdcabc5-d7e4-ed11-8847-0022481170b3 | Coodanup College | 4450 | ACTIVE
MSA-DOES | PES4291 | Design & Technology: Fixed Equipment | Design & Technology: Fixed Equipment | 53cea7c8-d7e4-ed11-8847-000d3acb5309 | Coodanup College | 4450 | ACTIVE
MSA-DOES | PES4329 | INACTIVE - NO Fire EWIS ONSITE - Inspection, Testing & Report | Fire Emergency Warning & Intercommunications Systems (EWIS) or (OWS) | f6daa8c7-d7e4-ed11-8847-0022489339ad | Coodanup College | 4450 | INACTIVE
MSA-DOES | PES4331 | Fire Hydrant Booster Connection | Fire Hydrant Booster Connection | 5fcea7c8-d7e4-ed11-8847-000d3acb5309 | Coodanup College | 4450 | ACTIVE
MSA-DOES | PES4495 | Emergency Eye Wash | Emergency Eye Wash / Safety Shower | 6dcea7c8-d7e4-ed11-8847-000d3acb5309 | Coodanup College | 4450 | ACTIVE
MSA-DOES | PES4499 | Oil Pit | Pit: | 72cea7c8-d7e4-ed11-8847-000d3acb5309 | Coodanup College | 4450 | ACTIVE
MSA-DOES | PES4525 | PAC: Lighting System | PAC: | ffdaa8c7-d7e4-ed11-8847-0022489339ad | Coodanup College | 4450 | ACTIVE
MSA-DOES | PES4552 | PAC: Staging System | PAC: | ffdaa8c7-d7e4-ed11-8847-0022489339ad | Coodanup College | 4450 | ACTIVE
MSA-DOES | PES4575 | PAC: Curtain | PAC: | ffdaa8c7-d7e4-ed11-8847-0022489339ad | Coodanup College | 4450 | ACTIVE
MSA-DOES | PES4604 | PAC: Audio System | PAC: | ffdaa8c7-d7e4-ed11-8847-0022489339ad | Coodanup College | 4450 | ACTIVE
MSA-DOES | PES4640 | PAC: Lighting Grid / Bar | PAC: | ffdaa8c7-d7e4-ed11-8847-0022489339ad | Coodanup College | 4450 | ACTIVE
MSA-DOES | PES5046 | Lighting Pole | Lighting Poles: External | 69cea7c8-d7e4-ed11-8847-000d3acb5309 | Coodanup College | 4450 | ACTIVE
MSA-DOES | PES5251 | Extraction: Dust | Extraction System: Saw Dust | 61cea7c8-d7e4-ed11-8847-000d3acb5309 | Coodanup College | 4450 | ACTIVE
MSA-DOES | PES5421 | Fire Emergency Warning & Intercommunication System / EWIS | Fire Emergency Warning & Intercommunications Systems (EWIS) or (OWS) | f6daa8c7-d7e4-ed11-8847-0022489339ad | Coodanup College | 4450 | ACTIVE
MSA-DOES | PES5624 | Ga Appliance | Gas Appliance | 70cea7c8-d7e4-ed11-8847-000d3acb5309 | Coodanup College | 4450 | ACTIVE
MSA-DOES | PES5720 | Effluent System | Sewerage Pumping Station | 55cea7c8-d7e4-ed11-8847-000d3acb5309 | Coodanup College | 4450 | ACTIVE
MSA-DOES | PES5721 | Thermostatic Mixing Valve | Thermostatic Mixing Valve | 12dba8c7-d7e4-ed11-8847-0022489339ad | Coodanup College | 4450 | ACTIVE
MSA-DOES | PES5722 | Tempering Valve | Tempering Valve | 74cea7c8-d7e4-ed11-8847-000d3acb5309 | Coodanup College | 4450 | ACTIVE
MSA-DOES | PES6022 | Dangerou Good Safety Storage Cabinet | Dangerous Goods Safety Storage Cabinets | eedaa8c7-d7e4-ed11-8847-0022489339ad | Coodanup College | 4450 | ACTIVE
MSA-DOES | PES6179 | Play Ground Equipment | Sport Court & Playground Equipment | 67cea7c8-d7e4-ed11-8847-000d3acb5309 | Coodanup College | 4450 | ACTIVE
MSA-DOES | PES6317 | Hot Water System: Ga & Electric | Hot Water Unit: Gas & Electric | d8a9f4c6-d7e4-ed11-8847-002248117628 | Coodanup College | 4450 | ACTIVE
MSA-DOES | PES6347 | Boiling/Chilled Water Unit | Drinking Water Unit: Boiling / Chilled | 57cea7c8-d7e4-ed11-8847-000d3acb5309 | Coodanup College | 4450 | ACTIVE
MSA-DOES | PES6669 | Air Compressor: Receiver | Air Compressor | d1a9f4c6-d7e4-ed11-8847-002248117628 | Coodanup College | 4450 | ACTIVE
MSA-DOES | PES6715 | Compressor: | Air Compressor | d1a9f4c6-d7e4-ed11-8847-002248117628 | Coodanup College | 4450 | ACTIVE
MSA-DOES | PES7010 | Design & Technology: Reticulated Ga Welding System | Design & Technology: Reticulated Gas Welding System | 11dba8c7-d7e4-ed11-8847-0022489339ad | Coodanup College | 4450 | ACTIVE
MSA-DOES | PES1803 | Backflow Prevention Valve | Backflow Prevention Valve | e9daa8c7-d7e4-ed11-8847-0022489339ad | Coogee Primary School | 1724 | ACTIVE
MSA-DOES | PES1804 | Emergency & Exit Lighting | Emergency & Exit Lighting | 54cea7c8-d7e4-ed11-8847-000d3acb5309 | Coogee Primary School | 1724 | ACTIVE
MSA-DOES | PES1805 | Air Conditioning: Evaporative Cooler | Air Conditioning: Evaporative Cooler | d3a9f4c6-d7e4-ed11-8847-002248117628 | Coogee Primary School | 1724 | ACTIVE
MSA-DOES | PES1806 | Ga Space Heating | Gas Space Heating | 8fdcabc5-d7e4-ed11-8847-0022481170b3 | Coogee Primary School | 1724 | ACTIVE
MSA-DOES | PES1807 | Gutter, Downpipe & Roof | Gutters, Downpipes & Roofs | f8daa8c7-d7e4-ed11-8847-0022489339ad | Coogee Primary School | 1724 | ACTIVE
MSA-DOES | PES1808 | Play Ground Equipment | Sport Court & Playground Equipment | 67cea7c8-d7e4-ed11-8847-000d3acb5309 | Coogee Primary School | 1724 | ACTIVE
MSA-DOES | PES1809 | Residual Current Device / RCD | Residual Current Devices (RCD) | 73cea7c8-d7e4-ed11-8847-000d3acb5309 | Coogee Primary School | 1724 | ACTIVE
MSA-DOES | PES1810 | Testing & Tagging | Testing & Tagging | dba9f4c6-d7e4-ed11-8847-002248117628 | Coogee Primary School | 1724 | ACTIVE
MSA-DOES | PES1811 | Fire Break | Fire Break | 65cea7c8-d7e4-ed11-8847-000d3acb5309 | Coogee Primary School | 1724 | ACTIVE
MSA-DOES | PES1812 | Fire Extinguisher | Fire Extinguisher | 63cea7c8-d7e4-ed11-8847-000d3acb5309 | Coogee Primary School | 1724 | ACTIVE
MSA-DOES | PES1813 | Fire Hydrant | Fire Hydrant | f3daa8c7-d7e4-ed11-8847-0022489339ad | Coogee Primary School | 1724 | ACTIVE
MSA-DOES | PES1814 | Fire Blanket | Fire Blanket | f5daa8c7-d7e4-ed11-8847-0022489339ad | Coogee Primary School | 1724 | ACTIVE
MSA-DOES | PES1815 | Pest Control | Pest Control | 68cea7c8-d7e4-ed11-8847-000d3acb5309 | Coogee Primary School | 1724 | ACTIVE
MSA-DOES | PES1816 | Fall Protection System | Fall Protection System | 8cdcabc5-d7e4-ed11-8847-0022481170b3 | Coogee Primary School | 1724 | ACTIVE
MSA-DOES | PES4131 | Solar Panel | Solar Electric System | 6acea7c8-d7e4-ed11-8847-000d3acb5309 | Coogee Primary School | 1724 | ACTIVE
MSA-DOES | PES4695 | Fire Hydrant | Fire Hydrant | f3daa8c7-d7e4-ed11-8847-0022489339ad | Coogee Primary School | 1724 | ACTIVE
MSA-DOES | PES4765 | Thermostatic Mixing Valve | Thermostatic Mixing Valve | 12dba8c7-d7e4-ed11-8847-0022489339ad | Coogee Primary School | 1724 | ACTIVE
MSA-DOES | PES5100 | Lighting Pole | Lighting Poles: External | 69cea7c8-d7e4-ed11-8847-000d3acb5309 | Coogee Primary School | 1724 | ACTIVE
MSA-DOES | PES5351 | Tempering Valve | Tempering Valve | 74cea7c8-d7e4-ed11-8847-000d3acb5309 | Coogee Primary School | 1724 | ACTIVE
MSA-DOES | PES5451 | Fire Hydrant | Fire Hydrant | f3daa8c7-d7e4-ed11-8847-0022489339ad | Coogee Primary School | 1724 | ACTIVE
MSA-DOES | PES5660 | Ga Appliance | Gas Appliance | 70cea7c8-d7e4-ed11-8847-000d3acb5309 | Coogee Primary School | 1724 | ACTIVE
MSA-DOES | PES6431 | Boiling/Chilled Water Unit | Drinking Water Unit: Boiling / Chilled | 57cea7c8-d7e4-ed11-8847-000d3acb5309 | Coogee Primary School | 1724 | ACTIVE
MSA-DOES | PES6829 | Hot Water System: Ga & Electric | Hot Water Unit: Gas & Electric | d8a9f4c6-d7e4-ed11-8847-002248117628 | Coogee Primary School | 1724 | ACTIVE
MSA-DOES | PES1817 | Emergency & Exit Lighting | Emergency & Exit Lighting | 54cea7c8-d7e4-ed11-8847-000d3acb5309 | Coolbellup Community School | 7373 | ACTIVE
MSA-DOES | PES1818 | Air Conditioning: Evaporative Cooler | Air Conditioning: Evaporative Cooler | d3a9f4c6-d7e4-ed11-8847-002248117628 | Coolbellup Community School | 7373 | ACTIVE
MSA-DOES | PES1819 | Ga Space Heating | Gas Space Heating | 8fdcabc5-d7e4-ed11-8847-0022481170b3 | Coolbellup Community School | 7373 | ACTIVE
MSA-DOES | PES1820 | Gutter, Downpipe & Roof | Gutters, Downpipes & Roofs | f8daa8c7-d7e4-ed11-8847-0022489339ad | Coolbellup Community School | 7373 | ACTIVE
MSA-DOES | PES1821 | Lift | Lift: Passenger | 5dcea7c8-d7e4-ed11-8847-000d3acb5309 | Coolbellup Community School | 7373 | ACTIVE
MSA-DOES | PES1822 | Residual Current Device / RCD | Residual Current Devices (RCD) | 73cea7c8-d7e4-ed11-8847-000d3acb5309 | Coolbellup Community School | 7373 | ACTIVE
MSA-DOES | PES1823 | Play Ground Equipment Inc. Nature Play | Sport Court & Playground Equipment inc Natureplay | 92dcabc5-d7e4-ed11-8847-0022481170b3 | Coolbellup Community School | 7373 | ACTIVE
MSA-DOES | PES1824 | Testing & Tagging | Testing & Tagging | dba9f4c6-d7e4-ed11-8847-002248117628 | Coolbellup Community School | 7373 | ACTIVE
MSA-DOES | PES1825 | Fire Extinguisher | Fire Extinguisher | 63cea7c8-d7e4-ed11-8847-000d3acb5309 | Coolbellup Community School | 7373 | ACTIVE
MSA-DOES | PES1826 | Fire Hydrant | Fire Hydrant | f3daa8c7-d7e4-ed11-8847-0022489339ad | Coolbellup Community School | 7373 | ACTIVE
MSA-DOES | PES1827 | Fire Hose Reel | Fire Hose Reel | f4daa8c7-d7e4-ed11-8847-0022489339ad | Coolbellup Community School | 7373 | ACTIVE
MSA-DOES | PES1828 | Fire Blanket | Fire Blanket | f5daa8c7-d7e4-ed11-8847-0022489339ad | Coolbellup Community School | 7373 | ACTIVE
MSA-DOES | PES1829 | INACTIVE AS PER MARIO RAPANARO REQUEST-Termite Inspection | Pest Control | 68cea7c8-d7e4-ed11-8847-000d3acb5309 | Coolbellup Community School | 7373 | INACTIVE
MSA-DOES | PES1830 | Fall Protection System | Fall Protection System | 8cdcabc5-d7e4-ed11-8847-0022481170b3 | Coolbellup Community School | 7373 | ACTIVE
MSA-DOES | PES4132 | Solar Panel | Solar Electric System | 6acea7c8-d7e4-ed11-8847-000d3acb5309 | Coolbellup Community School | 7373 | ACTIVE
MSA-DOES | PES4696 | Fire Hydrant | Fire Hydrant | f3daa8c7-d7e4-ed11-8847-0022489339ad | Coolbellup Community School | 7373 | ACTIVE
MSA-DOES | PES4784 | Tempering Valve | Tempering Valve | 74cea7c8-d7e4-ed11-8847-000d3acb5309 | Coolbellup Community School | 7373 | ACTIVE
MSA-DOES | PES5138 | Lighting Pole | Lighting Poles: External | 69cea7c8-d7e4-ed11-8847-000d3acb5309 | Coolbellup Community School | 7373 | ACTIVE
MSA-DOES | PES5729 | Company Unable Supply GSM Gateway Passenger Lift Emergency Communication - Monitoring, Service Fee | Lift: Passenger | 5dcea7c8-d7e4-ed11-8847-000d3acb5309 | Coolbellup Community School | 7373 | INACTIVE
MSA-DOES | PES6100 | Effluent System | Sewerage Pumping Station | 55cea7c8-d7e4-ed11-8847-000d3acb5309 | Coolbellup Community School | 7373 | ACTIVE
MSA-DOES | PES6593 | Ga Appliance | Gas Appliance | 70cea7c8-d7e4-ed11-8847-000d3acb5309 | Coolbellup Community School | 7373 | ACTIVE
MSA-DOES | PES6594 | Boiling/Chilled Water Unit | Drinking Water Unit: Boiling / Chilled | 57cea7c8-d7e4-ed11-8847-000d3acb5309 | Coolbellup Community School | 7373 | ACTIVE
MSA-DOES | PES6595 | Hot Water System: Ga & Electric | Hot Water Unit: Gas & Electric | d8a9f4c6-d7e4-ed11-8847-002248117628 | Coolbellup Community School | 7373 | ACTIVE
MSA-DOES | PES6597 | Thermostatic Mixing Valve | Thermostatic Mixing Valve | 12dba8c7-d7e4-ed11-8847-0022489339ad | Coolbellup Community School | 7373 | ACTIVE
MSA-DOES | PES6969 | Lift: Monitoring Service | Lift: Passenger | 5dcea7c8-d7e4-ed11-8847-000d3acb5309 | Coolbellup Community School | 7373 | ACTIVE
MSA-DOES | PES5498 | SITE DECOMMISSIONED - Hydrant System - Flow Test, Overhaul and Report - 5 Yearly | Fire Hydrant | f3daa8c7-d7e4-ed11-8847-0022489339ad | Coolbellup Primary School | 1726 | INACTIVE
MSA-DOES | PES5690 | SITE DECOMMISSIONED - Ga Appliance | Gas Appliance | 70cea7c8-d7e4-ed11-8847-000d3acb5309 | Coolbellup Primary School | 1726 | INACTIVE
MSA-DOES | PES5793 | SITE DECOMMISSIONED - Effluent System - Inspection, Service & Report | Sewerage Pumping Station | 55cea7c8-d7e4-ed11-8847-000d3acb5309 | Coolbellup Primary School | 1726 | INACTIVE
MSA-DOES | PES6590 | SITE DECOMMISSIONED - Boiling/Chilled Water Unit | Drinking Water Unit: Boiling / Chilled | 57cea7c8-d7e4-ed11-8847-000d3acb5309 | Coolbellup Primary School | 1726 | INACTIVE
MSA-DOES | PES6591 | SITE DECOMMISSIONED - Hot Water System: Ga & Electric | Hot Water Unit: Gas & Electric | d8a9f4c6-d7e4-ed11-8847-002248117628 | Coolbellup Primary School | 1726 | INACTIVE
MSA-DOES | PES6592 | SITE DECOMMISSIONED - Tempering Valve | Tempering Valve | 74cea7c8-d7e4-ed11-8847-000d3acb5309 | Coolbellup Primary School | 1726 | INACTIVE
MSA-DOES | PES1831 | Backflow Prevention Valve | Backflow Prevention Valve | e9daa8c7-d7e4-ed11-8847-0022489339ad | Cooloongup Primary School | 1828 | ACTIVE
MSA-DOES | PES1832 | Emergency & Exit Lighting | Emergency & Exit Lighting | 54cea7c8-d7e4-ed11-8847-000d3acb5309 | Cooloongup Primary School | 1828 | ACTIVE
MSA-DOES | PES1833 | Air Conditioning: Evaporative Cooler | Air Conditioning: Evaporative Cooler | d3a9f4c6-d7e4-ed11-8847-002248117628 | Cooloongup Primary School | 1828 | ACTIVE
MSA-DOES | PES1834 | Gutter, Downpipe & Roof | Gutters, Downpipes & Roofs | f8daa8c7-d7e4-ed11-8847-0022489339ad | Cooloongup Primary School | 1828 | ACTIVE
MSA-DOES | PES1835 | Play Ground Equipment | Sport Court & Playground Equipment | 67cea7c8-d7e4-ed11-8847-000d3acb5309 | Cooloongup Primary School | 1828 | ACTIVE
MSA-DOES | PES1836 | Solar Panel | Solar Electric System | 6acea7c8-d7e4-ed11-8847-000d3acb5309 | Cooloongup Primary School | 1828 | ACTIVE
MSA-DOES | PES1837 | Testing & Tagging | Testing & Tagging | dba9f4c6-d7e4-ed11-8847-002248117628 | Cooloongup Primary School | 1828 | ACTIVE
MSA-DOES | PES1838 | Fire Extinguisher | Fire Extinguisher | 63cea7c8-d7e4-ed11-8847-000d3acb5309 | Cooloongup Primary School | 1828 | ACTIVE
MSA-DOES | PES1839 | Fire Hydrant | Fire Hydrant | f3daa8c7-d7e4-ed11-8847-0022489339ad | Cooloongup Primary School | 1828 | ACTIVE
MSA-DOES | PES1840 | Fire Blanket | Fire Blanket | f5daa8c7-d7e4-ed11-8847-0022489339ad | Cooloongup Primary School | 1828 | ACTIVE
MSA-DOES | PES1841 | Residual Current Device / RCD | Residual Current Devices (RCD) | 73cea7c8-d7e4-ed11-8847-000d3acb5309 | Cooloongup Primary School | 1828 | ACTIVE
MSA-DOES | PES1842 | Pest Control | Pest Control | 68cea7c8-d7e4-ed11-8847-000d3acb5309 | Cooloongup Primary School | 1828 | ACTIVE
MSA-DOES | PES1843 | Fall Protection System | Fall Protection System | 8cdcabc5-d7e4-ed11-8847-0022481170b3 | Cooloongup Primary School | 1828 | ACTIVE
MSA-DOES | PES1844 | Fire Hydrant | Fire Hydrant | f3daa8c7-d7e4-ed11-8847-0022489339ad | Cooloongup Primary School | 1828 | ACTIVE
MSA-DOES | PES4848 | Thermostatic Mixing Valve | Thermostatic Mixing Valve | 12dba8c7-d7e4-ed11-8847-0022489339ad | Cooloongup Primary School | 1828 | ACTIVE
MSA-DOES | PES5011 | Lighting Pole | Lighting Poles: External | 69cea7c8-d7e4-ed11-8847-000d3acb5309 | Cooloongup Primary School | 1828 | ACTIVE
MSA-DOES | PES5438 | Emergency Eye Wash | Emergency Eye Wash / Safety Shower | 6dcea7c8-d7e4-ed11-8847-000d3acb5309 | Cooloongup Primary School | 1828 | ACTIVE
MSA-DOES | PES5546 | Ga Space Heating | Gas Space Heating | 8fdcabc5-d7e4-ed11-8847-0022481170b3 | Cooloongup Primary School | 1828 | ACTIVE
MSA-DOES | PES5829 | CANCELLED _ NO ON SITE Ga Appliance | Gas Appliance | 70cea7c8-d7e4-ed11-8847-000d3acb5309 | Cooloongup Primary School | 1828 | INACTIVE
MSA-DOES | PES5830 | Tempering Valve | Tempering Valve | 74cea7c8-d7e4-ed11-8847-000d3acb5309 | Cooloongup Primary School | 1828 | ACTIVE
MSA-DOES | PES6296 | Hot Water System: Ga & Electric | Hot Water Unit: Gas & Electric | d8a9f4c6-d7e4-ed11-8847-002248117628 | Cooloongup Primary School | 1828 | ACTIVE
MSA-DOES | PES6661 | Boiling/Chilled Water Unit | Drinking Water Unit: Boiling / Chilled | 57cea7c8-d7e4-ed11-8847-000d3acb5309 | Cooloongup Primary School | 1828 | ACTIVE
MSA-DOES | PES1845 | Emergency & Exit Lighting | Emergency & Exit Lighting | 54cea7c8-d7e4-ed11-8847-000d3acb5309 | Curtin Primary School | 2530 | ACTIVE
MSA-DOES | PES1846 | Air Conditioning: Evaporative Cooler | Air Conditioning: Evaporative Cooler | d3a9f4c6-d7e4-ed11-8847-002248117628 | Curtin Primary School | 2530 | ACTIVE
MSA-DOES | PES1847 | Play Ground Equipment | Sport Court & Playground Equipment | 67cea7c8-d7e4-ed11-8847-000d3acb5309 | Curtin Primary School | 2530 | ACTIVE
MSA-DOES | PES1848 | Fire Blanket | Fire Blanket | f5daa8c7-d7e4-ed11-8847-0022489339ad | Curtin Primary School | 2530 | ACTIVE
MSA-DOES | PES1849 | Fire Extinguisher | Fire Extinguisher | 63cea7c8-d7e4-ed11-8847-000d3acb5309 | Curtin Primary School | 2530 | ACTIVE
MSA-DOES | PES1850 | Ga Space Heating | Gas Space Heating | 8fdcabc5-d7e4-ed11-8847-0022481170b3 | Curtin Primary School | 2530 | ACTIVE
MSA-DOES | PES1851 | Gutter, Downpipe & Roof | Gutters, Downpipes & Roofs | f8daa8c7-d7e4-ed11-8847-0022489339ad | Curtin Primary School | 2530 | ACTIVE
MSA-DOES | PES1852 | Residual Current Device / RCD | Residual Current Devices (RCD) | 73cea7c8-d7e4-ed11-8847-000d3acb5309 | Curtin Primary School | 2530 | ACTIVE
MSA-DOES | PES1853 | Testing & Tagging | Testing & Tagging | dba9f4c6-d7e4-ed11-8847-002248117628 | Curtin Primary School | 2530 | ACTIVE
MSA-DOES | PES1854 | Pest Control | Pest Control | 68cea7c8-d7e4-ed11-8847-000d3acb5309 | Curtin Primary School | 2530 | ACTIVE
MSA-DOES | PES1855 | Fall Protection System | Fall Protection System | 8cdcabc5-d7e4-ed11-8847-0022481170b3 | Curtin Primary School | 2530 | ACTIVE
MSA-DOES | PES4777 | Thermostatic Mixing Valve | Thermostatic Mixing Valve | 12dba8c7-d7e4-ed11-8847-0022489339ad | Curtin Primary School | 2530 | ACTIVE
MSA-DOES | PES5012 | Lighting Pole | Lighting Poles: External | 69cea7c8-d7e4-ed11-8847-000d3acb5309 | Curtin Primary School | 2530 | ACTIVE
MSA-DOES | PES5384 | Backflow Prevention Valve | Backflow Prevention Valve | e9daa8c7-d7e4-ed11-8847-0022489339ad | Curtin Primary School | 2530 | ACTIVE
MSA-DOES | PES5389 | Tempering Valve | Tempering Valve | 74cea7c8-d7e4-ed11-8847-000d3acb5309 | Curtin Primary School | 2530 | ACTIVE
MSA-DOES | PES5393 | Effluent System | Sewerage Pumping Station | 55cea7c8-d7e4-ed11-8847-000d3acb5309 | Curtin Primary School | 2530 | ACTIVE
MSA-DOES | PES5691 | INACTIVE NO ASSETS ONSITE-Ga Appliance - Inspection, Testing & Report | Gas Appliance | 70cea7c8-d7e4-ed11-8847-000d3acb5309 | Curtin Primary School | 2530 | INACTIVE
MSA-DOES | PES6537 | Hot Water System: Ga & Electric | Hot Water Unit: Gas & Electric | d8a9f4c6-d7e4-ed11-8847-002248117628 | Curtin Primary School | 2530 | ACTIVE
MSA-DOES | PES6538 | Boiling/Chilled Water Unit | Drinking Water Unit: Boiling / Chilled | 57cea7c8-d7e4-ed11-8847-000d3acb5309 | Curtin Primary School | 2530 | ACTIVE
MSA-DOES | PES1856 | Air Compressor: Receiver | Air Compressor | d1a9f4c6-d7e4-ed11-8847-002248117628 | Darling Range Sport College | 2482 | ACTIVE
MSA-DOES | PES1857 | Backflow Prevention Valve | Backflow Prevention Valve | e9daa8c7-d7e4-ed11-8847-0022489339ad | Darling Range Sport College | 2482 | ACTIVE
MSA-DOES | PES1858 | Emergency & Exit Lighting | Emergency & Exit Lighting | 54cea7c8-d7e4-ed11-8847-000d3acb5309 | Darling Range Sport College | 2482 | ACTIVE
MSA-DOES | PES1859 | Air Conditioning: Evaporative Cooler | Air Conditioning: Evaporative Cooler | d3a9f4c6-d7e4-ed11-8847-002248117628 | Darling Range Sport College | 2482 | ACTIVE
MSA-DOES | PES1860 | Fire Break | Fire Break | 65cea7c8-d7e4-ed11-8847-000d3acb5309 | Darling Range Sport College | 2482 | ACTIVE
MSA-DOES | PES1861 | Fume Cupboard | Fume Cupboards | f7daa8c7-d7e4-ed11-8847-0022489339ad | Darling Range Sport College | 2482 | ACTIVE
MSA-DOES | PES1862 | Ga Space Heating | Gas Space Heating | 8fdcabc5-d7e4-ed11-8847-0022481170b3 | Darling Range Sport College | 2482 | ACTIVE
MSA-DOES | PES1863 | Gutter, Downpipe & Roof | Gutters, Downpipes & Roofs | f8daa8c7-d7e4-ed11-8847-0022489339ad | Darling Range Sport College | 2482 | ACTIVE
MSA-DOES | PES1864 | Design & Technology: Fixed Equipment | Design & Technology: Fixed Equipment | 53cea7c8-d7e4-ed11-8847-000d3acb5309 | Darling Range Sport College | 2482 | ACTIVE
MSA-DOES | PES1865 | Mobile Work Platform | Mobile Work Platforms | 07dba8c7-d7e4-ed11-8847-0022489339ad | Darling Range Sport College | 2482 | ACTIVE
MSA-DOES | PES1866 | Residual Current Device / RCD | Residual Current Devices (RCD) | 73cea7c8-d7e4-ed11-8847-000d3acb5309 | Darling Range Sport College | 2482 | ACTIVE
MSA-DOES | PES1867 | Swimming Pool | Swimming Pool | 09dba8c7-d7e4-ed11-8847-0022489339ad | Darling Range Sport College | 2482 | ACTIVE
MSA-DOES | PES1868 | Thermostatic Mixing Valve | Thermostatic Mixing Valve | 12dba8c7-d7e4-ed11-8847-0022489339ad | Darling Range Sport College | 2482 | ACTIVE
MSA-DOES | PES1869 | Testing & Tagging | Testing & Tagging | dba9f4c6-d7e4-ed11-8847-002248117628 | Darling Range Sport College | 2482 | ACTIVE
MSA-DOES | PES1870 | Fire Extinguisher | Fire Extinguisher | 63cea7c8-d7e4-ed11-8847-000d3acb5309 | Darling Range Sport College | 2482 | ACTIVE
MSA-DOES | PES1871 | Fire Hydrant | Fire Hydrant | f3daa8c7-d7e4-ed11-8847-0022489339ad | Darling Range Sport College | 2482 | ACTIVE
MSA-DOES | PES1872 | Fire Hydrant Booster Connection | Fire Hydrant Booster Connection | 5fcea7c8-d7e4-ed11-8847-000d3acb5309 | Darling Range Sport College | 2482 | ACTIVE
MSA-DOES | PES1873 | Fire Hose Reel | Fire Hose Reel | f4daa8c7-d7e4-ed11-8847-0022489339ad | Darling Range Sport College | 2482 | ACTIVE
MSA-DOES | PES1874 | Fire Blanket | Fire Blanket | f5daa8c7-d7e4-ed11-8847-0022489339ad | Darling Range Sport College | 2482 | ACTIVE
MSA-DOES | PES1875 | Pest Control | Pest Control | 68cea7c8-d7e4-ed11-8847-000d3acb5309 | Darling Range Sport College | 2482 | ACTIVE
MSA-DOES | PES4133 | Solar Panel | Solar Electric System | 6acea7c8-d7e4-ed11-8847-000d3acb5309 | Darling Range Sport College | 2482 | ACTIVE
MSA-DOES | PES4253 | Fall Protection System | Fall Protection System | 8cdcabc5-d7e4-ed11-8847-0022481170b3 | Darling Range Sport College | 2482 | ACTIVE
MSA-DOES | PES4475 | Emergency Eye Wash | Emergency Eye Wash / Safety Shower | 6dcea7c8-d7e4-ed11-8847-000d3acb5309 | Darling Range Sport College | 2482 | ACTIVE
MSA-DOES | PES4526 | PAC: Lighting System | PAC: | ffdaa8c7-d7e4-ed11-8847-0022489339ad | Darling Range Sport College | 2482 | ACTIVE
MSA-DOES | PES4576 | PAC: Curtain | PAC: | ffdaa8c7-d7e4-ed11-8847-0022489339ad | Darling Range Sport College | 2482 | ACTIVE
MSA-DOES | PES4605 | PAC: Audio System | PAC: | ffdaa8c7-d7e4-ed11-8847-0022489339ad | Darling Range Sport College | 2482 | ACTIVE
MSA-DOES | PES4641 | PAC: Lighting Grid / Bar | PAC: | ffdaa8c7-d7e4-ed11-8847-0022489339ad | Darling Range Sport College | 2482 | ACTIVE
MSA-DOES | PES4697 | Fire Hydrant | Fire Hydrant | f3daa8c7-d7e4-ed11-8847-0022489339ad | Darling Range Sport College | 2482 | ACTIVE
MSA-DOES | PES5047 | Lighting Pole | Lighting Poles: External | 69cea7c8-d7e4-ed11-8847-000d3acb5309 | Darling Range Sport College | 2482 | ACTIVE
MSA-DOES | PES5625 | Ga Appliance | Gas Appliance | 70cea7c8-d7e4-ed11-8847-000d3acb5309 | Darling Range Sport College | 2482 | ACTIVE
MSA-DOES | PES5961 | Dangerou Good Safety Storage Cabinet | Dangerous Goods Safety Storage Cabinets | eedaa8c7-d7e4-ed11-8847-0022489339ad | Darling Range Sport College | 2482 | ACTIVE
MSA-DOES | PES5982 | PAC: Hoist / Winche | PAC: Hoist / Winch | fddaa8c7-d7e4-ed11-8847-0022489339ad | Darling Range Sport College | 2482 | ACTIVE
MSA-DOES | PES6325 | Grease Trap: | Grease Trap: | fadaa8c7-d7e4-ed11-8847-0022489339ad | Darling Range Sport College | 2482 | ACTIVE
MSA-DOES | PES6329 | Effluent System | Sewerage Pumping Station | 55cea7c8-d7e4-ed11-8847-000d3acb5309 | Darling Range Sport College | 2482 | ACTIVE
MSA-DOES | PES6332 | Boiling/Chilled Water Unit | Drinking Water Unit: Boiling / Chilled | 57cea7c8-d7e4-ed11-8847-000d3acb5309 | Darling Range Sport College | 2482 | ACTIVE
MSA-DOES | PES6615 | Hot Water System: Ga & Electric | Hot Water Unit: Gas & Electric | d8a9f4c6-d7e4-ed11-8847-002248117628 | Darling Range Sport College | 2482 | ACTIVE
MSA-DOES | PES6716 | Compressor: | Air Compressor | d1a9f4c6-d7e4-ed11-8847-002248117628 | Darling Range Sport College | 2482 | ACTIVE
MSA-DOES | PES6746 | CANCELLED DUP OF PES6716 Compressor: | Air Compressor | d1a9f4c6-d7e4-ed11-8847-002248117628 | Darling Range Sport College | 2482 | INACTIVE
MSA-DOES | PES6840 | Fire Pump: Diesel | Fire Pump: Diesel | 00dba8c7-d7e4-ed11-8847-0022489339ad | Darling Range Sport College | 2482 | ACTIVE
MSA-DOES | PES6860 | Fire Water Storage Tank | Fire Water Storage Tank | 60cea7c8-d7e4-ed11-8847-000d3acb5309 | Darling Range Sport College | 2482 | ACTIVE
MSA-DOES | PES7020 | Design & Technology: Reticulated Ga Welding System | Design & Technology: Portable Gas Welding System | 8adcabc5-d7e4-ed11-8847-0022481170b3 | Darling Range Sport College | 2482 | ACTIVE
MSA-DOES | PES1876 | Backflow Prevention Valve | Backflow Prevention Valve | e9daa8c7-d7e4-ed11-8847-0022489339ad | Dawson Park Primary School | 2608 | ACTIVE
MSA-DOES | PES1877 | Emergency & Exit Lighting | Emergency & Exit Lighting | 54cea7c8-d7e4-ed11-8847-000d3acb5309 | Dawson Park Primary School | 2608 | ACTIVE
MSA-DOES | PES1878 | Air Conditioning: Evaporative Cooler | Air Conditioning: Evaporative Cooler | d3a9f4c6-d7e4-ed11-8847-002248117628 | Dawson Park Primary School | 2608 | ACTIVE
MSA-DOES | PES1879 | Ga Space Heating | Gas Space Heating | 8fdcabc5-d7e4-ed11-8847-0022481170b3 | Dawson Park Primary School | 2608 | ACTIVE
MSA-DOES | PES1880 | Gutter, Downpipe & Roof | Gutters, Downpipes & Roofs | f8daa8c7-d7e4-ed11-8847-0022489339ad | Dawson Park Primary School | 2608 | ACTIVE
MSA-DOES | PES1881 | INACTIVE-Irrigation - Bore Inspection and Flow Test - Inspection, Service and Report | Irrigation: Bore | 8ddcabc5-d7e4-ed11-8847-0022481170b3 | Dawson Park Primary School | 2608 | INACTIVE
MSA-DOES | PES1882 | Play Ground Equipment Inc. Nature Play | Sport Court & Playground Equipment inc Natureplay | 92dcabc5-d7e4-ed11-8847-0022481170b3 | Dawson Park Primary School | 2608 | ACTIVE
MSA-DOES | PES1883 | Residual Current Device / RCD | Residual Current Devices (RCD) | 73cea7c8-d7e4-ed11-8847-000d3acb5309 | Dawson Park Primary School | 2608 | ACTIVE
MSA-DOES | PES1884 | Testing & Tagging | Testing & Tagging | dba9f4c6-d7e4-ed11-8847-002248117628 | Dawson Park Primary School | 2608 | ACTIVE
MSA-DOES | PES1885 | Fire Extinguisher | Fire Extinguisher | 63cea7c8-d7e4-ed11-8847-000d3acb5309 | Dawson Park Primary School | 2608 | ACTIVE
MSA-DOES | PES1886 | Fire Blanket | Fire Blanket | f5daa8c7-d7e4-ed11-8847-0022489339ad | Dawson Park Primary School | 2608 | ACTIVE
MSA-DOES | PES1887 | Fall Protection System | Fall Protection System | 8cdcabc5-d7e4-ed11-8847-0022481170b3 | Dawson Park Primary School | 2608 | ACTIVE
MSA-DOES | PES4134 | Solar Panel | Solar Electric System | 6acea7c8-d7e4-ed11-8847-000d3acb5309 | Dawson Park Primary School | 2608 | ACTIVE
MSA-DOES | PES4841 | Emergency Eye Wash | Emergency Eye Wash / Safety Shower | 6dcea7c8-d7e4-ed11-8847-000d3acb5309 | Dawson Park Primary School | 2608 | ACTIVE
MSA-DOES | PES4842 | Thermostatic Mixing Valve | Thermostatic Mixing Valve | 12dba8c7-d7e4-ed11-8847-0022489339ad | Dawson Park Primary School | 2608 | ACTIVE
MSA-DOES | PES5048 | Lighting Pole | Lighting Poles: External | 69cea7c8-d7e4-ed11-8847-000d3acb5309 | Dawson Park Primary School | 2608 | ACTIVE
MSA-DOES | PES5439 | Tempering Valve | Tempering Valve | 74cea7c8-d7e4-ed11-8847-000d3acb5309 | Dawson Park Primary School | 2608 | ACTIVE
MSA-DOES | PES5824 | Ga Appliance | Gas Appliance | 70cea7c8-d7e4-ed11-8847-000d3acb5309 | Dawson Park Primary School | 2608 | ACTIVE
MSA-DOES | PES6297 | Hot Water System: Ga & Electric | Hot Water Unit: Gas & Electric | d8a9f4c6-d7e4-ed11-8847-002248117628 | Dawson Park Primary School | 2608 | ACTIVE
MSA-DOES | PES6658 | Boiling/Chilled Water Unit | Drinking Water Unit: Boiling / Chilled | 57cea7c8-d7e4-ed11-8847-000d3acb5309 | Dawson Park Primary School | 2608 | ACTIVE
MSA-DOES | PES7167 | Fire Break | Fire Break | 65cea7c8-d7e4-ed11-8847-000d3acb5309 | Dawson Park Primary School | 2608 | ACTIVE
MSA-DOES | PES1888 | Backflow Prevention Valve | Backflow Prevention Valve | e9daa8c7-d7e4-ed11-8847-0022489339ad | Dudley Park Primary School | 1823 | ACTIVE
MSA-DOES | PES1889 | Emergency & Exit Lighting | Emergency & Exit Lighting | 54cea7c8-d7e4-ed11-8847-000d3acb5309 | Dudley Park Primary School | 1823 | ACTIVE
MSA-DOES | PES1890 | Air Conditioning: Evaporative Cooler - ROOF UNDER CONSTRACTION AND NO future Evap on site | Air Conditioning: Evaporative Cooler | d3a9f4c6-d7e4-ed11-8847-002248117628 | Dudley Park Primary School | 1823 | INACTIVE
MSA-DOES | PES1891 | Ga Space Heating | Gas Space Heating | 8fdcabc5-d7e4-ed11-8847-0022481170b3 | Dudley Park Primary School | 1823 | ACTIVE
MSA-DOES | PES1892 | Gutter, Downpipe & Roof | Gutters, Downpipes & Roofs | f8daa8c7-d7e4-ed11-8847-0022489339ad | Dudley Park Primary School | 1823 | ACTIVE
MSA-DOES | PES1893 | Play Ground Equipment | Sport Court & Playground Equipment | 67cea7c8-d7e4-ed11-8847-000d3acb5309 | Dudley Park Primary School | 1823 | ACTIVE
MSA-DOES | PES1894 | Residual Current Device / RCD | Residual Current Devices (RCD) | 73cea7c8-d7e4-ed11-8847-000d3acb5309 | Dudley Park Primary School | 1823 | ACTIVE
MSA-DOES | PES1895 | Solar Panel | Solar Electric System | 6acea7c8-d7e4-ed11-8847-000d3acb5309 | Dudley Park Primary School | 1823 | ACTIVE
MSA-DOES | PES1896 | Testing & Tagging | Testing & Tagging | dba9f4c6-d7e4-ed11-8847-002248117628 | Dudley Park Primary School | 1823 | ACTIVE
MSA-DOES | PES1897 | Fire Extinguisher | Fire Extinguisher | 63cea7c8-d7e4-ed11-8847-000d3acb5309 | Dudley Park Primary School | 1823 | ACTIVE
MSA-DOES | PES1898 | Fire Hydrant | Fire Hydrant | f3daa8c7-d7e4-ed11-8847-0022489339ad | Dudley Park Primary School | 1823 | ACTIVE
MSA-DOES | PES1899 | Fire Blanket | Fire Blanket | f5daa8c7-d7e4-ed11-8847-0022489339ad | Dudley Park Primary School | 1823 | ACTIVE
MSA-DOES | PES1900 | Pest Control | Pest Control | 68cea7c8-d7e4-ed11-8847-000d3acb5309 | Dudley Park Primary School | 1823 | ACTIVE
MSA-DOES | PES1901 | Fall Protection System | Fall Protection System | 8cdcabc5-d7e4-ed11-8847-0022481170b3 | Dudley Park Primary School | 1823 | ACTIVE
MSA-DOES | PES1902 | Fire Hydrant | Fire Hydrant | f3daa8c7-d7e4-ed11-8847-0022489339ad | Dudley Park Primary School | 1823 | ACTIVE
MSA-DOES | PES4334 | Fire Hydrant Booster Connection | Fire Hydrant Booster Connection | 5fcea7c8-d7e4-ed11-8847-000d3acb5309 | Dudley Park Primary School | 1823 | ACTIVE
MSA-DOES | PES5101 | Lighting Pole | Lighting Poles: External | 69cea7c8-d7e4-ed11-8847-000d3acb5309 | Dudley Park Primary School | 1823 | ACTIVE
MSA-DOES | PES5531 | Emergency Eye Wash | Emergency Eye Wash / Safety Shower | 6dcea7c8-d7e4-ed11-8847-000d3acb5309 | Dudley Park Primary School | 1823 | ACTIVE
MSA-DOES | PES5532 | Tempering Valve | Tempering Valve | 74cea7c8-d7e4-ed11-8847-000d3acb5309 | Dudley Park Primary School | 1823 | ACTIVE
MSA-DOES | PES6173 | Hot Water System: Ga & Electric | Hot Water Unit: Gas & Electric | d8a9f4c6-d7e4-ed11-8847-002248117628 | Dudley Park Primary School | 1823 | ACTIVE
MSA-DOES | PES6222 | Fire Hydrant | Fire Hydrant | f3daa8c7-d7e4-ed11-8847-0022489339ad | Dudley Park Primary School | 1823 | ACTIVE
MSA-DOES | PES6223 | Fire Hydrant: Booster Connection | Fire Hydrant Booster Connection | 5fcea7c8-d7e4-ed11-8847-000d3acb5309 | Dudley Park Primary School | 1823 | ACTIVE
MSA-DOES | PES6224 | Fire Hydrant : Hydrostatic | Fire Hydrant | f3daa8c7-d7e4-ed11-8847-0022489339ad | Dudley Park Primary School | 1823 | ACTIVE
MSA-DOES | PES6799 | Boiling/Chilled Water Unit | Drinking Water Unit: Boiling / Chilled | 57cea7c8-d7e4-ed11-8847-000d3acb5309 | Dudley Park Primary School | 1823 | ACTIVE
MSA-DOES | PES6800 | Thermostatic Mixing Valve | Thermostatic Mixing Valve | 12dba8c7-d7e4-ed11-8847-0022489339ad | Dudley Park Primary School | 1823 | ACTIVE
MSA-DOES | PES7133 | Ga Appliance | Gas Appliance | 70cea7c8-d7e4-ed11-8847-000d3acb5309 | Dudley Park Primary School | 1823 | ACTIVE
MSA-DOES | PES7192 | Effluent System | Sewerage Pumping Station | 55cea7c8-d7e4-ed11-8847-000d3acb5309 | Dudley Park Primary School | 1823 | ACTIVE
MSA-DOES | PES1903 | Gutter, Downpipe & Roof | Gutters, Downpipes & Roofs | f8daa8c7-d7e4-ed11-8847-0022489339ad | East Fremantle Offsite Pre Primary | 1548 | ACTIVE
MSA-DOES | PES1904 | Play Ground Equipment | Sport Court & Playground Equipment | 67cea7c8-d7e4-ed11-8847-000d3acb5309 | East Fremantle Offsite Pre Primary | 1548 | ACTIVE
MSA-DOES | PES1905 | Testing & Tagging | Testing & Tagging | dba9f4c6-d7e4-ed11-8847-002248117628 | East Fremantle Offsite Pre Primary | 1548 | ACTIVE
MSA-DOES | PES4254 | Fall Protection System - Inspection, Test & Re-Certification - NO EQUIPMENT ON SITE | Fall Protection System | 8cdcabc5-d7e4-ed11-8847-0022481170b3 | East Fremantle Offsite Pre Primary | 1548 | INACTIVE
MSA-DOES | PES6645 | Residual Current Device / RCD | Residual Current Devices (RCD) | 73cea7c8-d7e4-ed11-8847-000d3acb5309 | East Fremantle Offsite Pre Primary | 1548 | ACTIVE
MSA-DOES | PES6646 | Fire Extinguisher | Fire Extinguisher | 63cea7c8-d7e4-ed11-8847-000d3acb5309 | East Fremantle Offsite Pre Primary | 1548 | ACTIVE
MSA-DOES | PES6647 | Fire Blanket | Fire Blanket | f5daa8c7-d7e4-ed11-8847-0022489339ad | East Fremantle Offsite Pre Primary | 1548 | ACTIVE
MSA-DOES | PES6648 | Ga Appliance - NO ASSETS | Gas Appliance | 70cea7c8-d7e4-ed11-8847-000d3acb5309 | East Fremantle Offsite Pre Primary | 1548 | INACTIVE
MSA-DOES | PES6649 | Air Conditioning: Evaporative Cooler | Air Conditioning: Evaporative Cooler | d3a9f4c6-d7e4-ed11-8847-002248117628 | East Fremantle Offsite Pre Primary | 1548 | ACTIVE
MSA-DOES | PES1906 | Testing & Tagging | Testing & Tagging | dba9f4c6-d7e4-ed11-8847-002248117628 | East Fremantle Primary School | 1741 | ACTIVE
MSA-DOES | PES1907 | Backflow Prevention Valve | Backflow Prevention Valve | e9daa8c7-d7e4-ed11-8847-0022489339ad | East Fremantle Primary School | 1741 | ACTIVE
MSA-DOES | PES1908 | Play Ground Equipment Inc. Nature Play | Sport Court & Playground Equipment inc Natureplay | 92dcabc5-d7e4-ed11-8847-0022481170b3 | East Fremantle Primary School | 1741 | ACTIVE
MSA-DOES | PES1909 | Emergency & Exit Lighting | Emergency & Exit Lighting | 54cea7c8-d7e4-ed11-8847-000d3acb5309 | East Fremantle Primary School | 1741 | ACTIVE
MSA-DOES | PES1910 | Air Conditioning: Evaporative Cooler | Air Conditioning: Evaporative Cooler | d3a9f4c6-d7e4-ed11-8847-002248117628 | East Fremantle Primary School | 1741 | ACTIVE
MSA-DOES | PES1911 | Ga Space Heating | Gas Space Heating | 8fdcabc5-d7e4-ed11-8847-0022481170b3 | East Fremantle Primary School | 1741 | ACTIVE
MSA-DOES | PES1912 | Gutter, Downpipe & Roof | Gutters, Downpipes & Roofs | f8daa8c7-d7e4-ed11-8847-0022489339ad | East Fremantle Primary School | 1741 | ACTIVE
MSA-DOES | PES1913 | Residual Current Device / RCD | Residual Current Devices (RCD) | 73cea7c8-d7e4-ed11-8847-000d3acb5309 | East Fremantle Primary School | 1741 | ACTIVE
MSA-DOES | PES1914 | Fire Extinguisher | Fire Extinguisher | 63cea7c8-d7e4-ed11-8847-000d3acb5309 | East Fremantle Primary School | 1741 | ACTIVE
MSA-DOES | PES1915 | Fire Blanket | Fire Blanket | f5daa8c7-d7e4-ed11-8847-0022489339ad | East Fremantle Primary School | 1741 | ACTIVE
MSA-DOES | PES1916 | Pest Control | Pest Control | 68cea7c8-d7e4-ed11-8847-000d3acb5309 | East Fremantle Primary School | 1741 | ACTIVE
MSA-DOES | PES1917 | Fall Protection System | Fall Protection System | 8cdcabc5-d7e4-ed11-8847-0022481170b3 | East Fremantle Primary School | 1741 | ACTIVE
MSA-DOES | PES4136 | Solar Panel | Solar Electric System | 6acea7c8-d7e4-ed11-8847-000d3acb5309 | East Fremantle Primary School | 1741 | ACTIVE
MSA-DOES | PES5139 | INACTIVE NO ASSEST ONSITE-External Lighting Pole - Inspection & Reporting (inc Photo) | Lighting Poles: External | 69cea7c8-d7e4-ed11-8847-000d3acb5309 | East Fremantle Primary School | 1741 | INACTIVE
MSA-DOES | PES5405 | Tempering Valve | Tempering Valve | 74cea7c8-d7e4-ed11-8847-000d3acb5309 | East Fremantle Primary School | 1741 | ACTIVE
MSA-DOES | PES5661 | Ga Appliance | Gas Appliance | 70cea7c8-d7e4-ed11-8847-000d3acb5309 | East Fremantle Primary School | 1741 | ACTIVE
MSA-DOES | PES5788 | DUPLICATE Tempering Valve - Inspection, Service & Report | Tempering Valve | 74cea7c8-d7e4-ed11-8847-000d3acb5309 | East Fremantle Primary School | 1741 | INACTIVE
MSA-DOES | PES6604 | Boiling/Chilled Water Unit | Drinking Water Unit: Boiling / Chilled | 57cea7c8-d7e4-ed11-8847-000d3acb5309 | East Fremantle Primary School | 1741 | ACTIVE
MSA-DOES | PES6921 | Hot Water System: Ga & Electric | Hot Water Unit: Gas & Electric | d8a9f4c6-d7e4-ed11-8847-002248117628 | East Fremantle Primary School | 1741 | ACTIVE
MSA-DOES | PES1918 | Ga Space Heating | Gas Space Heating | 8fdcabc5-d7e4-ed11-8847-0022481170b3 | East Hamilton Hill Pre Primary School | 1547 | ACTIVE
MSA-DOES | PES1919 | Gutter, Downpipe & Roof | Gutters, Downpipes & Roofs | f8daa8c7-d7e4-ed11-8847-0022489339ad | East Hamilton Hill Pre Primary School | 1547 | ACTIVE
MSA-DOES | PES1920 | CANCELLED_ NO LONGER EXISTS Play Ground Equipment Inc. Nature Play | Sport Court & Playground Equipment inc Natureplay | 92dcabc5-d7e4-ed11-8847-0022481170b3 | East Hamilton Hill Pre Primary School | 1547 | INACTIVE
MSA-DOES | PES4255 | Fall Protection System - Inspection, Test & Re-Certification - NO EQUIPMENT ON SITE | Fall Protection System | 8cdcabc5-d7e4-ed11-8847-0022481170b3 | East Hamilton Hill Pre Primary School | 1547 | INACTIVE
MSA-DOES | PES1921 | Play Ground Equipment | Sport Court & Playground Equipment | 67cea7c8-d7e4-ed11-8847-000d3acb5309 | East Hamilton Hill Primary School | 1748 | ACTIVE
MSA-DOES | PES1922 | Air Conditioning: Evaporative Cooler | Air Conditioning: Evaporative Cooler | d3a9f4c6-d7e4-ed11-8847-002248117628 | East Hamilton Hill Primary School | 1748 | ACTIVE
MSA-DOES | PES1923 | Ga Space Heating | Gas Space Heating | 8fdcabc5-d7e4-ed11-8847-0022481170b3 | East Hamilton Hill Primary School | 1748 | ACTIVE
MSA-DOES | PES1924 | Gutter, Downpipe & Roof | Gutters, Downpipes & Roofs | f8daa8c7-d7e4-ed11-8847-0022489339ad | East Hamilton Hill Primary School | 1748 | ACTIVE
MSA-DOES | PES1925 | Residual Current Device / RCD | Residual Current Devices (RCD) | 73cea7c8-d7e4-ed11-8847-000d3acb5309 | East Hamilton Hill Primary School | 1748 | ACTIVE
MSA-DOES | PES1926 | Fire Extinguisher | Fire Extinguisher | 63cea7c8-d7e4-ed11-8847-000d3acb5309 | East Hamilton Hill Primary School | 1748 | ACTIVE
MSA-DOES | PES1927 | Fire Blanket | Fire Blanket | f5daa8c7-d7e4-ed11-8847-0022489339ad | East Hamilton Hill Primary School | 1748 | ACTIVE
MSA-DOES | PES1928 | Emergency & Exit Lighting | Emergency & Exit Lighting | 54cea7c8-d7e4-ed11-8847-000d3acb5309 | East Hamilton Hill Primary School | 1748 | ACTIVE
MSA-DOES | PES1929 | Testing & Tagging | Testing & Tagging | dba9f4c6-d7e4-ed11-8847-002248117628 | East Hamilton Hill Primary School | 1748 | ACTIVE
MSA-DOES | PES1930 | Pest Control | Pest Control | 68cea7c8-d7e4-ed11-8847-000d3acb5309 | East Hamilton Hill Primary School | 1748 | ACTIVE
MSA-DOES | PES1931 | Fall Protection System | Fall Protection System | 8cdcabc5-d7e4-ed11-8847-0022481170b3 | East Hamilton Hill Primary School | 1748 | ACTIVE
MSA-DOES | PES4137 | Solar Panel | Solar Electric System | 6acea7c8-d7e4-ed11-8847-000d3acb5309 | East Hamilton Hill Primary School | 1748 | ACTIVE
MSA-DOES | PES4778 | Thermostatic Mixing Valve | Thermostatic Mixing Valve | 12dba8c7-d7e4-ed11-8847-0022489339ad | East Hamilton Hill Primary School | 1748 | ACTIVE
MSA-DOES | PES5140 | INACTIVE NO ASSETS ONSITE-External Lighting Pole - Inspection & Reporting (inc Photo) | Lighting Poles: External | 69cea7c8-d7e4-ed11-8847-000d3acb5309 | East Hamilton Hill Primary School | 1748 | INACTIVE
MSA-DOES | PES5388 | Tempering Valve | Tempering Valve | 74cea7c8-d7e4-ed11-8847-000d3acb5309 | East Hamilton Hill Primary School | 1748 | ACTIVE
MSA-DOES | PES5692 | INACTIVE NO ASSETS ONSITE-Ga Appliance - Inspection, Testing & Report | Gas Appliance | 70cea7c8-d7e4-ed11-8847-000d3acb5309 | East Hamilton Hill Primary School | 1748 | INACTIVE
MSA-DOES | PES6075 | Backflow Prevention Valve | Backflow Prevention Valve | e9daa8c7-d7e4-ed11-8847-0022489339ad | East Hamilton Hill Primary School | 1748 | ACTIVE
MSA-DOES | PES6491 | Hot Water System: Ga & Electric | Hot Water Unit: Gas & Electric | d8a9f4c6-d7e4-ed11-8847-002248117628 | East Hamilton Hill Primary School | 1748 | ACTIVE
MSA-DOES | PES6603 | Boiling/Chilled Water Unit | Drinking Water Unit: Boiling / Chilled | 57cea7c8-d7e4-ed11-8847-000d3acb5309 | East Hamilton Hill Primary School | 1748 | ACTIVE
MSA-DOES | PES1932 | Backflow Prevention Valve | Backflow Prevention Valve | e9daa8c7-d7e4-ed11-8847-0022489339ad | East Kenwick Primary School | 2604 | ACTIVE
MSA-DOES | PES1933 | Emergency & Exit Lighting | Emergency & Exit Lighting | 54cea7c8-d7e4-ed11-8847-000d3acb5309 | East Kenwick Primary School | 2604 | ACTIVE
MSA-DOES | PES1934 | Air Conditioning: Evaporative Cooler | Air Conditioning: Evaporative Cooler | d3a9f4c6-d7e4-ed11-8847-002248117628 | East Kenwick Primary School | 2604 | ACTIVE
MSA-DOES | PES1935 | Fire Break | Fire Break | 65cea7c8-d7e4-ed11-8847-000d3acb5309 | East Kenwick Primary School | 2604 | ACTIVE
MSA-DOES | PES1936 | INACTIVE NO SIGN ON SITE-Postmounted Changeable Message Board - Inspection, Service & Report | Post mounted Changeable Message Board | 93dcabc5-d7e4-ed11-8847-0022481170b3 | East Kenwick Primary School | 2604 | INACTIVE
MSA-DOES | PES1937 | Ga Space Heating | Gas Space Heating | 8fdcabc5-d7e4-ed11-8847-0022481170b3 | East Kenwick Primary School | 2604 | ACTIVE
MSA-DOES | PES1938 | Gutter, Downpipe & Roof | Gutters, Downpipes & Roofs | f8daa8c7-d7e4-ed11-8847-0022489339ad | East Kenwick Primary School | 2604 | ACTIVE
MSA-DOES | PES1939 | Play Ground Equipment Inc. Nature Play | Sport Court & Playground Equipment inc Natureplay | 92dcabc5-d7e4-ed11-8847-0022481170b3 | East Kenwick Primary School | 2604 | ACTIVE
MSA-DOES | PES1940 | Residual Current Device / RCD | Residual Current Devices (RCD) | 73cea7c8-d7e4-ed11-8847-000d3acb5309 | East Kenwick Primary School | 2604 | ACTIVE
MSA-DOES | PES1941 | Testing & Tagging | Testing & Tagging | dba9f4c6-d7e4-ed11-8847-002248117628 | East Kenwick Primary School | 2604 | ACTIVE
MSA-DOES | PES1942 | Fire Extinguisher | Fire Extinguisher | 63cea7c8-d7e4-ed11-8847-000d3acb5309 | East Kenwick Primary School | 2604 | ACTIVE
MSA-DOES | PES1943 | Fire Blanket | Fire Blanket | f5daa8c7-d7e4-ed11-8847-0022489339ad | East Kenwick Primary School | 2604 | ACTIVE
MSA-DOES | PES1944 | INACTIVE AS PER MARIO RAPANARO REQUEST-Termite Inspection | Pest Control | 68cea7c8-d7e4-ed11-8847-000d3acb5309 | East Kenwick Primary School | 2604 | INACTIVE
MSA-DOES | PES1945 | Fall Protection System | Fall Protection System | 8cdcabc5-d7e4-ed11-8847-0022481170b3 | East Kenwick Primary School | 2604 | ACTIVE
MSA-DOES | PES4138 | Solar Panel | Solar Electric System | 6acea7c8-d7e4-ed11-8847-000d3acb5309 | East Kenwick Primary School | 2604 | ACTIVE
MSA-DOES | PES4930 | Emergency Eye Wash | Emergency Eye Wash / Safety Shower | 6dcea7c8-d7e4-ed11-8847-000d3acb5309 | East Kenwick Primary School | 2604 | ACTIVE
MSA-DOES | PES4941 | Tempering Valve | Tempering Valve | 74cea7c8-d7e4-ed11-8847-000d3acb5309 | East Kenwick Primary School | 2604 | ACTIVE
MSA-DOES | PES5049 | Lighting Pole | Lighting Poles: External | 69cea7c8-d7e4-ed11-8847-000d3acb5309 | East Kenwick Primary School | 2604 | ACTIVE
MSA-DOES | PES5911 | Ga Appliance | Gas Appliance | 70cea7c8-d7e4-ed11-8847-000d3acb5309 | East Kenwick Primary School | 2604 | ACTIVE
MSA-DOES | PES6451 | Hot Water System: Ga & Electric | Hot Water Unit: Gas & Electric | d8a9f4c6-d7e4-ed11-8847-002248117628 | East Kenwick Primary School | 2604 | ACTIVE
MSA-DOES | PES6890 | Boiling/Chilled Water Unit | Drinking Water Unit: Boiling / Chilled | 57cea7c8-d7e4-ed11-8847-000d3acb5309 | East Kenwick Primary School | 2604 | ACTIVE
MSA-DOES | PES7200 | Fan: Large Diameter | Fan: Large Diameter | 5acea7c8-d7e4-ed11-8847-000d3acb5309 | East Kenwick Primary School | 2604 | ACTIVE
MSA-DOES | PES1946 | Backflow Prevention Valve | Backflow Prevention Valve | e9daa8c7-d7e4-ed11-8847-0022489339ad | East Maddington Primary School | 2585 | ACTIVE
MSA-DOES | PES1947 | Emergency & Exit Lighting | Emergency & Exit Lighting | 54cea7c8-d7e4-ed11-8847-000d3acb5309 | East Maddington Primary School | 2585 | ACTIVE
MSA-DOES | PES1948 | Air Conditioning: Evaporative Cooler | Air Conditioning: Evaporative Cooler | d3a9f4c6-d7e4-ed11-8847-002248117628 | East Maddington Primary School | 2585 | ACTIVE
MSA-DOES | PES1949 | INACTIVE NO SIGNS ON SITE-Postmounted Changeable Message Board - Inspection, Service & Report | Post mounted Changeable Message Board | 93dcabc5-d7e4-ed11-8847-0022481170b3 | East Maddington Primary School | 2585 | INACTIVE
MSA-DOES | PES1950 | Ga Space Heating | Gas Space Heating | 8fdcabc5-d7e4-ed11-8847-0022481170b3 | East Maddington Primary School | 2585 | ACTIVE
MSA-DOES | PES1951 | Gutter, Downpipe & Roof | Gutters, Downpipes & Roofs | f8daa8c7-d7e4-ed11-8847-0022489339ad | East Maddington Primary School | 2585 | ACTIVE
MSA-DOES | PES1952 | Play Ground Equipment | Sport Court & Playground Equipment | 67cea7c8-d7e4-ed11-8847-000d3acb5309 | East Maddington Primary School | 2585 | ACTIVE
MSA-DOES | PES1953 | Residual Current Device / Pushbutton testing | Residual Current Devices (RCD) | 73cea7c8-d7e4-ed11-8847-000d3acb5309 | East Maddington Primary School | 2585 | ACTIVE
MSA-DOES | PES1954 | Testing & Tagging | Testing & Tagging | dba9f4c6-d7e4-ed11-8847-002248117628 | East Maddington Primary School | 2585 | ACTIVE
MSA-DOES | PES1955 | Fire Extinguisher | Fire Extinguisher | 63cea7c8-d7e4-ed11-8847-000d3acb5309 | East Maddington Primary School | 2585 | ACTIVE
MSA-DOES | PES1956 | Fire Blanket | Fire Blanket | f5daa8c7-d7e4-ed11-8847-0022489339ad | East Maddington Primary School | 2585 | ACTIVE
MSA-DOES | PES1957 | Pest Control | Pest Control | 68cea7c8-d7e4-ed11-8847-000d3acb5309 | East Maddington Primary School | 2585 | ACTIVE
MSA-DOES | PES1958 | Fall Protection System | Fall Protection System | 8cdcabc5-d7e4-ed11-8847-0022481170b3 | East Maddington Primary School | 2585 | ACTIVE
MSA-DOES | PES4139 | Solar Panel | Solar Electric System | 6acea7c8-d7e4-ed11-8847-000d3acb5309 | East Maddington Primary School | 2585 | ACTIVE
MSA-DOES | PES5013 | Lighting Pole | Lighting Poles: External | 69cea7c8-d7e4-ed11-8847-000d3acb5309 | East Maddington Primary School | 2585 | ACTIVE
MSA-DOES | PES5693 | Ga Appliance | Gas Appliance | 70cea7c8-d7e4-ed11-8847-000d3acb5309 | East Maddington Primary School | 2585 | ACTIVE
MSA-DOES | PES5791 | Tempering Valve | Tempering Valve | 74cea7c8-d7e4-ed11-8847-000d3acb5309 | East Maddington Primary School | 2585 | ACTIVE
MSA-DOES | PES5792 | Effluent System | Sewerage Pumping Station | 55cea7c8-d7e4-ed11-8847-000d3acb5309 | East Maddington Primary School | 2585 | ACTIVE
MSA-DOES | PES6573 | Boiling/Chilled Water Unit | Drinking Water Unit: Boiling / Chilled | 57cea7c8-d7e4-ed11-8847-000d3acb5309 | East Maddington Primary School | 2585 | ACTIVE
MSA-DOES | PES7065 | Hot Water System: Ga & Electric | Hot Water Unit: Gas & Electric | d8a9f4c6-d7e4-ed11-8847-002248117628 | East Maddington Primary School | 2585 | ACTIVE
MSA-DOES | PES7165 | Boiling/Chilled Water Unit | Drinking Water Unit: Boiling / Chilled | 57cea7c8-d7e4-ed11-8847-000d3acb5309 | East Maddington Primary School | 2585 | ACTIVE
MSA-DOES | PES6003 | Air Conditioning: Split | Air Conditioning: Split | 86dcabc5-d7e4-ed11-8847-0022481170b3 | East Victoria Park Education Support Centre | 5958 | ACTIVE
MSA-DOES | PES1959 | Backflow Prevention Valve | Backflow Prevention Valve | e9daa8c7-d7e4-ed11-8847-0022489339ad | East Victoria Park Primary School | 2558 | ACTIVE
MSA-DOES | PES1960 | Emergency & Exit Lighting | Emergency & Exit Lighting | 54cea7c8-d7e4-ed11-8847-000d3acb5309 | East Victoria Park Primary School | 2558 | ACTIVE
MSA-DOES | PES1961 | Air Conditioning: Evaporative Cooler | Air Conditioning: Evaporative Cooler | d3a9f4c6-d7e4-ed11-8847-002248117628 | East Victoria Park Primary School | 2558 | ACTIVE
MSA-DOES | PES1962 | Ga Space Heating | Gas Space Heating | 8fdcabc5-d7e4-ed11-8847-0022481170b3 | East Victoria Park Primary School | 2558 | ACTIVE
MSA-DOES | PES1963 | Gutter, Downpipe & Roof | Gutters, Downpipes & Roofs | f8daa8c7-d7e4-ed11-8847-0022489339ad | East Victoria Park Primary School | 2558 | ACTIVE
MSA-DOES | PES1964 | Residual Current Device / RCD | Residual Current Devices (RCD) | 73cea7c8-d7e4-ed11-8847-000d3acb5309 | East Victoria Park Primary School | 2558 | ACTIVE
MSA-DOES | PES1965 | Fire Extinguisher | Fire Extinguisher | 63cea7c8-d7e4-ed11-8847-000d3acb5309 | East Victoria Park Primary School | 2558 | ACTIVE
MSA-DOES | PES1966 | Fire Blanket | Fire Blanket | f5daa8c7-d7e4-ed11-8847-0022489339ad | East Victoria Park Primary School | 2558 | ACTIVE
MSA-DOES | PES1967 | Play Ground Equipment | Sport Court & Playground Equipment | 67cea7c8-d7e4-ed11-8847-000d3acb5309 | East Victoria Park Primary School | 2558 | ACTIVE
MSA-DOES | PES1968 | Testing & Tagging | Testing & Tagging | dba9f4c6-d7e4-ed11-8847-002248117628 | East Victoria Park Primary School | 2558 | ACTIVE
MSA-DOES | PES1969 | Pest Control | Pest Control | 68cea7c8-d7e4-ed11-8847-000d3acb5309 | East Victoria Park Primary School | 2558 | ACTIVE
MSA-DOES | PES1970 | Fall Protection System | Fall Protection System | 8cdcabc5-d7e4-ed11-8847-0022481170b3 | East Victoria Park Primary School | 2558 | ACTIVE
MSA-DOES | PES4140 | Solar Panel | Solar Electric System | 6acea7c8-d7e4-ed11-8847-000d3acb5309 | East Victoria Park Primary School | 2558 | ACTIVE
MSA-DOES | PES4970 | Lighting Pole | Lighting Poles: External | 69cea7c8-d7e4-ed11-8847-000d3acb5309 | East Victoria Park Primary School | 2558 | ACTIVE
MSA-DOES | PES5499 | Emergency Eye Wash | Emergency Eye Wash / Safety Shower | 6dcea7c8-d7e4-ed11-8847-000d3acb5309 | East Victoria Park Primary School | 2558 | ACTIVE
MSA-DOES | PES5500 | Thermostatic Mixing Valve | Thermostatic Mixing Valve | 12dba8c7-d7e4-ed11-8847-0022489339ad | East Victoria Park Primary School | 2558 | ACTIVE
MSA-DOES | PES5849 | Ga Appliance | Gas Appliance | 70cea7c8-d7e4-ed11-8847-000d3acb5309 | East Victoria Park Primary School | 2558 | ACTIVE
MSA-DOES | PES6338 | Hot Water System: Ga & Electric | Hot Water Unit: Gas & Electric | d8a9f4c6-d7e4-ed11-8847-002248117628 | East Victoria Park Primary School | 2558 | ACTIVE
MSA-DOES | PES6748 | Tempering Valve | Tempering Valve | 74cea7c8-d7e4-ed11-8847-000d3acb5309 | East Victoria Park Primary School | 2558 | ACTIVE
MSA-DOES | PES6749 | Boiling/Chilled Water Unit | Drinking Water Unit: Boiling / Chilled | 57cea7c8-d7e4-ed11-8847-000d3acb5309 | East Victoria Park Primary School | 2558 | ACTIVE
MSA-DOES | PES7149 | Fan: Large Diameter | Fan: Large Diameter | 5acea7c8-d7e4-ed11-8847-000d3acb5309 | East Victoria Park Primary School | 2558 | ACTIVE
MSA-DOES | PES1971 | Backflow Prevention Valve | Backflow Prevention Valve | e9daa8c7-d7e4-ed11-8847-0022489339ad | East Waikiki Primary School | 4226 | ACTIVE
MSA-DOES | PES1972 | Emergency & Exit Lighting | Emergency & Exit Lighting | 54cea7c8-d7e4-ed11-8847-000d3acb5309 | East Waikiki Primary School | 4226 | ACTIVE
MSA-DOES | PES1973 | Air Conditioning: Evaporative Cooler | Air Conditioning: Evaporative Cooler | d3a9f4c6-d7e4-ed11-8847-002248117628 | East Waikiki Primary School | 4226 | ACTIVE
MSA-DOES | PES1974 | Ga Space Heating | Gas Space Heating | 8fdcabc5-d7e4-ed11-8847-0022481170b3 | East Waikiki Primary School | 4226 | ACTIVE
MSA-DOES | PES1975 | Gutter, Downpipe & Roof | Gutters, Downpipes & Roofs | f8daa8c7-d7e4-ed11-8847-0022489339ad | East Waikiki Primary School | 4226 | ACTIVE
MSA-DOES | PES1976 | Play Ground Equipment | Sport Court & Playground Equipment | 67cea7c8-d7e4-ed11-8847-000d3acb5309 | East Waikiki Primary School | 4226 | ACTIVE
MSA-DOES | PES1977 | Solar Panel | Solar Electric System | 6acea7c8-d7e4-ed11-8847-000d3acb5309 | East Waikiki Primary School | 4226 | ACTIVE
MSA-DOES | PES1978 | Testing & Tagging | Testing & Tagging | dba9f4c6-d7e4-ed11-8847-002248117628 | East Waikiki Primary School | 4226 | ACTIVE
MSA-DOES | PES1979 | Fire Extinguisher | Fire Extinguisher | 63cea7c8-d7e4-ed11-8847-000d3acb5309 | East Waikiki Primary School | 4226 | ACTIVE
MSA-DOES | PES1980 | Fire Hydrant | Fire Hydrant | f3daa8c7-d7e4-ed11-8847-0022489339ad | East Waikiki Primary School | 4226 | ACTIVE
MSA-DOES | PES1981 | Fire Blanket | Fire Blanket | f5daa8c7-d7e4-ed11-8847-0022489339ad | East Waikiki Primary School | 4226 | ACTIVE
MSA-DOES | PES1982 | Residual Current Device / RCD | Residual Current Devices (RCD) | 73cea7c8-d7e4-ed11-8847-000d3acb5309 | East Waikiki Primary School | 4226 | ACTIVE
MSA-DOES | PES1983 | INACTIVE AS PER MARIO RAPANARO REQUEST-Termite Inspection | Pest Control | 68cea7c8-d7e4-ed11-8847-000d3acb5309 | East Waikiki Primary School | 4226 | INACTIVE
MSA-DOES | PES1984 | Fall Protection System | Fall Protection System | 8cdcabc5-d7e4-ed11-8847-0022481170b3 | East Waikiki Primary School | 4226 | ACTIVE
MSA-DOES | PES1985 | Fire Hydrant | Fire Hydrant | f3daa8c7-d7e4-ed11-8847-0022489339ad | East Waikiki Primary School | 4226 | ACTIVE
MSA-DOES | PES5014 | Lighting Pole | Lighting Poles: External | 69cea7c8-d7e4-ed11-8847-000d3acb5309 | East Waikiki Primary School | 4226 | ACTIVE
MSA-DOES | PES5406 | Tempering Valve | Tempering Valve | 74cea7c8-d7e4-ed11-8847-000d3acb5309 | East Waikiki Primary School | 4226 | ACTIVE
MSA-DOES | PES5407 | Thermostatic Mixing Valve | Thermostatic Mixing Valve | 12dba8c7-d7e4-ed11-8847-0022489339ad | East Waikiki Primary School | 4226 | ACTIVE
MSA-DOES | PES5694 | INACTIVE NO ASSETS ONSITE-Ga Appliance - Inspection, Testing & Report | Gas Appliance | 70cea7c8-d7e4-ed11-8847-000d3acb5309 | East Waikiki Primary School | 4226 | INACTIVE
MSA-DOES | PES6586 | Boiling/Chilled Water Unit | Drinking Water Unit: Boiling / Chilled | 57cea7c8-d7e4-ed11-8847-000d3acb5309 | East Waikiki Primary School | 4226 | ACTIVE
MSA-DOES | PES6587 | Hot Water System: Ga & Electric | Hot Water Unit: Gas & Electric | d8a9f4c6-d7e4-ed11-8847-002248117628 | East Waikiki Primary School | 4226 | ACTIVE
MSA-DOES | PES6605 | Effluent System | Sewerage Pumping Station | 55cea7c8-d7e4-ed11-8847-000d3acb5309 | East Waikiki Primary School | 4226 | ACTIVE
MSA-DOES | PES1986 | Backflow Prevention Valve | Backflow Prevention Valve | e9daa8c7-d7e4-ed11-8847-0022489339ad | Edney Primary School | 4569 | ACTIVE
MSA-DOES | PES1987 | Emergency & Exit Lighting | Emergency & Exit Lighting | 54cea7c8-d7e4-ed11-8847-000d3acb5309 | Edney Primary School | 4569 | ACTIVE
MSA-DOES | PES1988 | Air Conditioning: Evaporative Cooler | Air Conditioning: Evaporative Cooler | d3a9f4c6-d7e4-ed11-8847-002248117628 | Edney Primary School | 4569 | ACTIVE
MSA-DOES | PES1989 | Ga Space Heating | Gas Space Heating | 8fdcabc5-d7e4-ed11-8847-0022481170b3 | Edney Primary School | 4569 | ACTIVE
MSA-DOES | PES1990 | Gutter, Downpipe & Roof | Gutters, Downpipes & Roofs | f8daa8c7-d7e4-ed11-8847-0022489339ad | Edney Primary School | 4569 | ACTIVE
MSA-DOES | PES1991 | Play Ground Equipment | Sport Court & Playground Equipment | 67cea7c8-d7e4-ed11-8847-000d3acb5309 | Edney Primary School | 4569 | ACTIVE
MSA-DOES | PES1992 | Residual Current Device / RCD | Residual Current Devices (RCD) | 73cea7c8-d7e4-ed11-8847-000d3acb5309 | Edney Primary School | 4569 | ACTIVE
MSA-DOES | PES1993 | Testing & Tagging | Testing & Tagging | dba9f4c6-d7e4-ed11-8847-002248117628 | Edney Primary School | 4569 | ACTIVE
MSA-DOES | PES1994 | Fire Extinguisher | Fire Extinguisher | 63cea7c8-d7e4-ed11-8847-000d3acb5309 | Edney Primary School | 4569 | ACTIVE
MSA-DOES | PES1995 | Fire Hydrant | Fire Hydrant | f3daa8c7-d7e4-ed11-8847-0022489339ad | Edney Primary School | 4569 | ACTIVE
MSA-DOES | PES1996 | Fire Blanket | Fire Blanket | f5daa8c7-d7e4-ed11-8847-0022489339ad | Edney Primary School | 4569 | ACTIVE
MSA-DOES | PES1997 | Pest Control | Pest Control | 68cea7c8-d7e4-ed11-8847-000d3acb5309 | Edney Primary School | 4569 | ACTIVE
MSA-DOES | PES1998 | Fall Protection System | Fall Protection System | 8cdcabc5-d7e4-ed11-8847-0022481170b3 | Edney Primary School | 4569 | ACTIVE
MSA-DOES | PES4141 | Solar Panel | Solar Electric System | 6acea7c8-d7e4-ed11-8847-000d3acb5309 | Edney Primary School | 4569 | ACTIVE
MSA-DOES | PES4374 | Thermostatic Mixing Valve | Thermostatic Mixing Valve | 12dba8c7-d7e4-ed11-8847-0022489339ad | Edney Primary School | 4569 | ACTIVE
MSA-DOES | PES4698 | Fire Hydrant | Fire Hydrant | f3daa8c7-d7e4-ed11-8847-0022489339ad | Edney Primary School | 4569 | ACTIVE
MSA-DOES | PES5015 | Lighting Pole | Lighting Poles: External | 69cea7c8-d7e4-ed11-8847-000d3acb5309 | Edney Primary School | 4569 | ACTIVE
MSA-DOES | PES5550 | Tempering Valve | Tempering Valve | 74cea7c8-d7e4-ed11-8847-000d3acb5309 | Edney Primary School | 4569 | ACTIVE
MSA-DOES | PES5869 | Ga Appliance | Gas Appliance | 70cea7c8-d7e4-ed11-8847-000d3acb5309 | Edney Primary School | 4569 | ACTIVE
MSA-DOES | PES6400 | Hot Water System: Ga & Electric | Hot Water Unit: Gas & Electric | d8a9f4c6-d7e4-ed11-8847-002248117628 | Edney Primary School | 4569 | ACTIVE
MSA-DOES | PES6852 | Boiling/Chilled Water Unit | Drinking Water Unit: Boiling / Chilled | 57cea7c8-d7e4-ed11-8847-000d3acb5309 | Edney Primary School | 4569 | ACTIVE
MSA-DOES | PES1999 | Backflow Prevention Valve | Backflow Prevention Valve | e9daa8c7-d7e4-ed11-8847-0022489339ad | Endeavour Primary School | 6571 | ACTIVE
MSA-DOES | PES2000 | Emergency & Exit Lighting | Emergency & Exit Lighting | 54cea7c8-d7e4-ed11-8847-000d3acb5309 | Endeavour Primary School | 6571 | ACTIVE
MSA-DOES | PES2001 | Air Conditioning: Evaporative Cooler | Air Conditioning: Evaporative Cooler | d3a9f4c6-d7e4-ed11-8847-002248117628 | Endeavour Primary School | 6571 | ACTIVE
MSA-DOES | PES2002 | Gutter, Downpipe & Roof | Gutters, Downpipes & Roofs | f8daa8c7-d7e4-ed11-8847-0022489339ad | Endeavour Primary School | 6571 | ACTIVE
MSA-DOES | PES2003 | Play Ground Equipment Inc. Nature Play | Sport Court & Playground Equipment inc Natureplay | 92dcabc5-d7e4-ed11-8847-0022481170b3 | Endeavour Primary School | 6571 | ACTIVE
MSA-DOES | PES2004 | Residual Current Device / RCD | Residual Current Devices (RCD) | 73cea7c8-d7e4-ed11-8847-000d3acb5309 | Endeavour Primary School | 6571 | ACTIVE
MSA-DOES | PES2005 | Solar Panel | Solar Electric System | 6acea7c8-d7e4-ed11-8847-000d3acb5309 | Endeavour Primary School | 6571 | ACTIVE
MSA-DOES | PES2006 | Testing & Tagging | Testing & Tagging | dba9f4c6-d7e4-ed11-8847-002248117628 | Endeavour Primary School | 6571 | ACTIVE
MSA-DOES | PES2007 | Fire Extinguisher | Fire Extinguisher | 63cea7c8-d7e4-ed11-8847-000d3acb5309 | Endeavour Primary School | 6571 | ACTIVE
MSA-DOES | PES2008 | Fire Hydrant | Fire Hydrant | f3daa8c7-d7e4-ed11-8847-0022489339ad | Endeavour Primary School | 6571 | ACTIVE
MSA-DOES | PES2009 | Fire Hydrant Booster Connection | Fire Hydrant Booster Connection | 5fcea7c8-d7e4-ed11-8847-000d3acb5309 | Endeavour Primary School | 6571 | ACTIVE
MSA-DOES | PES2010 | Fire Blanket | Fire Blanket | f5daa8c7-d7e4-ed11-8847-0022489339ad | Endeavour Primary School | 6571 | ACTIVE
MSA-DOES | PES2011 | INACTIVE AS PER MARIO RAPANARO REQUEST-Termite Inspection | Pest Control | 68cea7c8-d7e4-ed11-8847-000d3acb5309 | Endeavour Primary School | 6571 | INACTIVE
MSA-DOES | PES2012 | Fall Protection System | Fall Protection System | 8cdcabc5-d7e4-ed11-8847-0022481170b3 | Endeavour Primary School | 6571 | ACTIVE
MSA-DOES | PES2013 | Fire Hydrant | Fire Hydrant | f3daa8c7-d7e4-ed11-8847-0022489339ad | Endeavour Primary School | 6571 | ACTIVE
MSA-DOES | PES4348 | Thermostatic Mixing Valve | Thermostatic Mixing Valve | 12dba8c7-d7e4-ed11-8847-0022489339ad | Endeavour Primary School | 6571 | ACTIVE
MSA-DOES | PES5016 | Lighting Pole | Lighting Poles: External | 69cea7c8-d7e4-ed11-8847-000d3acb5309 | Endeavour Primary School | 6571 | ACTIVE
MSA-DOES | PES5509 | Tempering Valve | Tempering Valve | 74cea7c8-d7e4-ed11-8847-000d3acb5309 | Endeavour Primary School | 6571 | ACTIVE
MSA-DOES | PES5511 | Emergency Eye Wash | Emergency Eye Wash / Safety Shower | 6dcea7c8-d7e4-ed11-8847-000d3acb5309 | Endeavour Primary School | 6571 | ACTIVE
MSA-DOES | PES6136 | Fire Hydrant | Fire Hydrant | f3daa8c7-d7e4-ed11-8847-0022489339ad | Endeavour Primary School | 6571 | ACTIVE
MSA-DOES | PES6137 | Fire Hydrant: Booster Connection | Fire Hydrant Booster Connection | 5fcea7c8-d7e4-ed11-8847-000d3acb5309 | Endeavour Primary School | 6571 | ACTIVE
MSA-DOES | PES6148 | Hot Water System: Ga & Electric | Hot Water Unit: Gas & Electric | d8a9f4c6-d7e4-ed11-8847-002248117628 | Endeavour Primary School | 6571 | ACTIVE
MSA-DOES | PES6166 | Fire Hydrant : Hydrostatic | Fire Hydrant | f3daa8c7-d7e4-ed11-8847-0022489339ad | Endeavour Primary School | 6571 | ACTIVE
MSA-DOES | PES6798 | Boiling/Chilled Water Unit | Drinking Water Unit: Boiling / Chilled | 57cea7c8-d7e4-ed11-8847-000d3acb5309 | Endeavour Primary School | 6571 | ACTIVE
MSA-DOES | PES2014 | Emergency & Exit Lighting | Emergency & Exit Lighting | 54cea7c8-d7e4-ed11-8847-000d3acb5309 | Excelsior Primary School | 7154 | ACTIVE
MSA-DOES | PES2015 | Air Conditioning: Evaporative Cooler | Air Conditioning: Evaporative Cooler | d3a9f4c6-d7e4-ed11-8847-002248117628 | Excelsior Primary School | 7154 | ACTIVE
MSA-DOES | PES2016 | Ga Space Heating | Gas Space Heating | 8fdcabc5-d7e4-ed11-8847-0022481170b3 | Excelsior Primary School | 7154 | ACTIVE
MSA-DOES | PES2017 | Gutter, Downpipe & Roof | Gutters, Downpipes & Roofs | f8daa8c7-d7e4-ed11-8847-0022489339ad | Excelsior Primary School | 7154 | ACTIVE
MSA-DOES | PES2018 | Irrigation: Filter | Irrigation: Bore | 8ddcabc5-d7e4-ed11-8847-0022481170b3 | Excelsior Primary School | 7154 | ACTIVE
MSA-DOES | PES2019 | Irrigation: Iron filtration | Irrigation: Iron filtration | fedaa8c7-d7e4-ed11-8847-0022489339ad | Excelsior Primary School | 7154 | ACTIVE
MSA-DOES | PES2020 | Play Ground Equipment Inc. Nature Play | Sport Court & Playground Equipment inc Natureplay | 92dcabc5-d7e4-ed11-8847-0022481170b3 | Excelsior Primary School | 7154 | ACTIVE
MSA-DOES | PES2021 | Residual Current Device / RCD | Residual Current Devices (RCD) | 73cea7c8-d7e4-ed11-8847-000d3acb5309 | Excelsior Primary School | 7154 | ACTIVE
MSA-DOES | PES2022 | Testing & Tagging | Testing & Tagging | dba9f4c6-d7e4-ed11-8847-002248117628 | Excelsior Primary School | 7154 | ACTIVE
MSA-DOES | PES2023 | Fire Extinguisher | Fire Extinguisher | 63cea7c8-d7e4-ed11-8847-000d3acb5309 | Excelsior Primary School | 7154 | ACTIVE
MSA-DOES | PES2024 | Fire Hydrant | Fire Hydrant | f3daa8c7-d7e4-ed11-8847-0022489339ad | Excelsior Primary School | 7154 | ACTIVE
MSA-DOES | PES2025 | Fire Blanket | Fire Blanket | f5daa8c7-d7e4-ed11-8847-0022489339ad | Excelsior Primary School | 7154 | ACTIVE
MSA-DOES | PES2026 | INACTIVE AS PER MARIO RAPANARO REQUEST-Termite Inspection | Pest Control | 68cea7c8-d7e4-ed11-8847-000d3acb5309 | Excelsior Primary School | 7154 | INACTIVE
MSA-DOES | PES2027 | Fall Protection System | Fall Protection System | 8cdcabc5-d7e4-ed11-8847-0022481170b3 | Excelsior Primary School | 7154 | ACTIVE
MSA-DOES | PES4142 | Solar Panel | Solar Electric System | 6acea7c8-d7e4-ed11-8847-000d3acb5309 | Excelsior Primary School | 7154 | ACTIVE
MSA-DOES | PES4699 | Fire Hydrant | Fire Hydrant | f3daa8c7-d7e4-ed11-8847-0022489339ad | Excelsior Primary School | 7154 | ACTIVE
MSA-DOES | PES4779 | Tempering Valve | Tempering Valve | 74cea7c8-d7e4-ed11-8847-000d3acb5309 | Excelsior Primary School | 7154 | ACTIVE
MSA-DOES | PES4971 | Lighting Pole | Lighting Poles: External | 69cea7c8-d7e4-ed11-8847-000d3acb5309 | Excelsior Primary School | 7154 | ACTIVE
MSA-DOES | PES5450 | Fire Hydrant | Fire Hydrant | f3daa8c7-d7e4-ed11-8847-0022489339ad | Excelsior Primary School | 7154 | ACTIVE
MSA-DOES | PES5695 | Ga Appliance | Gas Appliance | 70cea7c8-d7e4-ed11-8847-000d3acb5309 | Excelsior Primary School | 7154 | ACTIVE
MSA-DOES | PES6040 | Building Management System / BMS Control | Building Management System (BMS) | 51cea7c8-d7e4-ed11-8847-000d3acb5309 | Excelsior Primary School | 7154 | INACTIVE
MSA-DOES | PES6575 | Boiling/Chilled Water Unit | Drinking Water Unit: Boiling / Chilled | 57cea7c8-d7e4-ed11-8847-000d3acb5309 | Excelsior Primary School | 7154 | ACTIVE
MSA-DOES | PES6922 | Hot Water System: Ga & Electric | Hot Water Unit: Gas & Electric | d8a9f4c6-d7e4-ed11-8847-002248117628 | Excelsior Primary School | 7154 | ACTIVE
MSA-DOES | PES7074 | Thermostatic Mixing Valve | Thermostatic Mixing Valve | 12dba8c7-d7e4-ed11-8847-0022489339ad | Excelsior Primary School | 7154 | ACTIVE
MSA-DOES | PES7113 | Backflow Prevention Valve | Backflow Prevention Valve | e9daa8c7-d7e4-ed11-8847-0022489339ad | Excelsior Primary School | 7154 | ACTIVE
MSA-DOES | PES2028 | Play Ground Equipment | Sport Court & Playground Equipment | 67cea7c8-d7e4-ed11-8847-000d3acb5309 | Falcon Primary School | 4835 | ACTIVE
MSA-DOES | PES2029 | Solar Panel | Solar Electric System | 6acea7c8-d7e4-ed11-8847-000d3acb5309 | Falcon Primary School | 4835 | ACTIVE
MSA-DOES | PES2030 | Backflow Prevention Valve | Backflow Prevention Valve | e9daa8c7-d7e4-ed11-8847-0022489339ad | Falcon Primary School | 4835 | ACTIVE
MSA-DOES | PES2031 | Emergency & Exit Lighting | Emergency & Exit Lighting | 54cea7c8-d7e4-ed11-8847-000d3acb5309 | Falcon Primary School | 4835 | ACTIVE
MSA-DOES | PES2032 | Air Conditioning: Evaporative Cooler | Air Conditioning: Evaporative Cooler | d3a9f4c6-d7e4-ed11-8847-002248117628 | Falcon Primary School | 4835 | ACTIVE
MSA-DOES | PES2033 | Ga Space Heating | Gas Space Heating | 8fdcabc5-d7e4-ed11-8847-0022481170b3 | Falcon Primary School | 4835 | ACTIVE
MSA-DOES | PES2034 | Gutter, Downpipe & Roof | Gutters, Downpipes & Roofs | f8daa8c7-d7e4-ed11-8847-0022489339ad | Falcon Primary School | 4835 | ACTIVE
MSA-DOES | PES2035 | Residual Current Device / RCD | Residual Current Devices (RCD) | 73cea7c8-d7e4-ed11-8847-000d3acb5309 | Falcon Primary School | 4835 | ACTIVE
MSA-DOES | PES2036 | Testing & Tagging | Testing & Tagging | dba9f4c6-d7e4-ed11-8847-002248117628 | Falcon Primary School | 4835 | ACTIVE
MSA-DOES | PES2037 | Fire Extinguisher | Fire Extinguisher | 63cea7c8-d7e4-ed11-8847-000d3acb5309 | Falcon Primary School | 4835 | ACTIVE
MSA-DOES | PES2038 | Fire Hydrant | Fire Hydrant | f3daa8c7-d7e4-ed11-8847-0022489339ad | Falcon Primary School | 4835 | ACTIVE
MSA-DOES | PES2039 | Fire Blanket | Fire Blanket | f5daa8c7-d7e4-ed11-8847-0022489339ad | Falcon Primary School | 4835 | ACTIVE
MSA-DOES | PES2040 | INACTIVE AS PER MARIO RAPANARO REQUEST-Termite Inspection | Pest Control | 68cea7c8-d7e4-ed11-8847-000d3acb5309 | Falcon Primary School | 4835 | INACTIVE
MSA-DOES | PES2041 | Fall Protection System | Fall Protection System | 8cdcabc5-d7e4-ed11-8847-0022481170b3 | Falcon Primary School | 4835 | ACTIVE
MSA-DOES | PES2042 | Fire Hydrant | Fire Hydrant | f3daa8c7-d7e4-ed11-8847-0022489339ad | Falcon Primary School | 4835 | ACTIVE
MSA-DOES | PES4882 | Thermostatic Mixing Valve | Thermostatic Mixing Valve | 12dba8c7-d7e4-ed11-8847-0022489339ad | Falcon Primary School | 4835 | ACTIVE
MSA-DOES | PES5050 | Lighting Pole | Lighting Poles: External | 69cea7c8-d7e4-ed11-8847-000d3acb5309 | Falcon Primary School | 4835 | ACTIVE
MSA-DOES | PES5518 | Emergency Eye Wash | Emergency Eye Wash / Safety Shower | 6dcea7c8-d7e4-ed11-8847-000d3acb5309 | Falcon Primary School | 4835 | ACTIVE
MSA-DOES | PES5852 | Tempering Valve | Tempering Valve | 74cea7c8-d7e4-ed11-8847-000d3acb5309 | Falcon Primary School | 4835 | ACTIVE
MSA-DOES | PES6175 | Hot Water System: Ga & Electric | Hot Water Unit: Gas & Electric | d8a9f4c6-d7e4-ed11-8847-002248117628 | Falcon Primary School | 4835 | ACTIVE
MSA-DOES | PES6809 | Ga Appliance | Gas Appliance | 70cea7c8-d7e4-ed11-8847-000d3acb5309 | Falcon Primary School | 4835 | ACTIVE
MSA-DOES | PES6810 | Boiling/Chilled Water Unit | Drinking Water Unit: Boiling / Chilled | 57cea7c8-d7e4-ed11-8847-000d3acb5309 | Falcon Primary School | 4835 | ACTIVE
MSA-DOES | PES2043 | Backflow Prevention Valve | Backflow Prevention Valve | e9daa8c7-d7e4-ed11-8847-0022489339ad | Fall Road Primary School | 2601 | ACTIVE
MSA-DOES | PES2044 | Emergency & Exit Lighting | Emergency & Exit Lighting | 54cea7c8-d7e4-ed11-8847-000d3acb5309 | Fall Road Primary School | 2601 | ACTIVE
MSA-DOES | PES2045 | Air Conditioning: Evaporative Cooler | Air Conditioning: Evaporative Cooler | d3a9f4c6-d7e4-ed11-8847-002248117628 | Fall Road Primary School | 2601 | ACTIVE
MSA-DOES | PES2046 | Fire Break | Fire Break | 65cea7c8-d7e4-ed11-8847-000d3acb5309 | Fall Road Primary School | 2601 | ACTIVE
MSA-DOES | PES2047 | Ga Space Heating | Gas Space Heating | 8fdcabc5-d7e4-ed11-8847-0022481170b3 | Fall Road Primary School | 2601 | ACTIVE
MSA-DOES | PES2048 | Gutter, Downpipe & Roof | Gutters, Downpipes & Roofs | f8daa8c7-d7e4-ed11-8847-0022489339ad | Fall Road Primary School | 2601 | ACTIVE
MSA-DOES | PES2049 | INACTIVE-Irrigation - Bore Inspection, Flow and Pressure Test - Inspection, Service and Report | Irrigation: Bore | 8ddcabc5-d7e4-ed11-8847-0022481170b3 | Fall Road Primary School | 2601 | INACTIVE
MSA-DOES | PES2050 | Play Ground Equipment | Sport Court & Playground Equipment | 67cea7c8-d7e4-ed11-8847-000d3acb5309 | Fall Road Primary School | 2601 | ACTIVE
MSA-DOES | PES2051 | Residual Current Device / RCD | Residual Current Devices (RCD) | 73cea7c8-d7e4-ed11-8847-000d3acb5309 | Fall Road Primary School | 2601 | ACTIVE
MSA-DOES | PES2052 | Testing & Tagging | Testing & Tagging | dba9f4c6-d7e4-ed11-8847-002248117628 | Fall Road Primary School | 2601 | ACTIVE
MSA-DOES | PES2053 | Fire Extinguisher | Fire Extinguisher | 63cea7c8-d7e4-ed11-8847-000d3acb5309 | Fall Road Primary School | 2601 | ACTIVE
MSA-DOES | PES2054 | Fire Blanket | Fire Blanket | f5daa8c7-d7e4-ed11-8847-0022489339ad | Fall Road Primary School | 2601 | ACTIVE
MSA-DOES | PES2055 | Pest Control | Pest Control | 68cea7c8-d7e4-ed11-8847-000d3acb5309 | Fall Road Primary School | 2601 | ACTIVE
MSA-DOES | PES2056 | Fall Protection System | Fall Protection System | 8cdcabc5-d7e4-ed11-8847-0022481170b3 | Fall Road Primary School | 2601 | ACTIVE
MSA-DOES | PES4143 | Solar Panel | Solar Electric System | 6acea7c8-d7e4-ed11-8847-000d3acb5309 | Fall Road Primary School | 2601 | ACTIVE
MSA-DOES | PES4394 | Thermostatic Mixing Valve | Thermostatic Mixing Valve | 12dba8c7-d7e4-ed11-8847-0022489339ad | Fall Road Primary School | 2601 | ACTIVE
MSA-DOES | PES5017 | Lighting Pole | Lighting Poles: External | 69cea7c8-d7e4-ed11-8847-000d3acb5309 | Fall Road Primary School | 2601 | ACTIVE
MSA-DOES | PES5892 | Tempering Valve | Tempering Valve | 74cea7c8-d7e4-ed11-8847-000d3acb5309 | Fall Road Primary School | 2601 | ACTIVE
MSA-DOES | PES5893 | DUPLICATE - Tempering Valve - Inspection, Service & Report | Tempering Valve | 74cea7c8-d7e4-ed11-8847-000d3acb5309 | Fall Road Primary School | 2601 | INACTIVE
MSA-DOES | PES5895 | Ga Appliance | Gas Appliance | 70cea7c8-d7e4-ed11-8847-000d3acb5309 | Fall Road Primary School | 2601 | ACTIVE
MSA-DOES | PES6452 | Hot Water System: Ga & Electric | Hot Water Unit: Gas & Electric | d8a9f4c6-d7e4-ed11-8847-002248117628 | Fall Road Primary School | 2601 | ACTIVE
MSA-DOES | PES6912 | Boiling/Chilled Water Unit | Drinking Water Unit: Boiling / Chilled | 57cea7c8-d7e4-ed11-8847-000d3acb5309 | Fall Road Primary School | 2601 | ACTIVE
MSA-DOES | PES2057 | Backflow Prevention Valve | Backflow Prevention Valve | e9daa8c7-d7e4-ed11-8847-0022489339ad | Forest Crescent Primary School | 4212 | ACTIVE
MSA-DOES | PES2058 | Emergency & Exit Lighting | Emergency & Exit Lighting | 54cea7c8-d7e4-ed11-8847-000d3acb5309 | Forest Crescent Primary School | 4212 | ACTIVE
MSA-DOES | PES2059 | Ga Space Heating | Gas Space Heating | 8fdcabc5-d7e4-ed11-8847-0022481170b3 | Forest Crescent Primary School | 4212 | ACTIVE
MSA-DOES | PES2060 | Gutter, Downpipe & Roof | Gutters, Downpipes & Roofs | f8daa8c7-d7e4-ed11-8847-0022489339ad | Forest Crescent Primary School | 4212 | ACTIVE
MSA-DOES | PES2061 | Play Ground Equipment Inc. Nature Play | Sport Court & Playground Equipment inc Natureplay | 92dcabc5-d7e4-ed11-8847-0022481170b3 | Forest Crescent Primary School | 4212 | ACTIVE
MSA-DOES | PES2062 | Residual Current Device / RCD | Residual Current Devices (RCD) | 73cea7c8-d7e4-ed11-8847-000d3acb5309 | Forest Crescent Primary School | 4212 | ACTIVE
MSA-DOES | PES2063 | Testing & Tagging | Testing & Tagging | dba9f4c6-d7e4-ed11-8847-002248117628 | Forest Crescent Primary School | 4212 | ACTIVE
MSA-DOES | PES2064 | Fire Extinguisher | Fire Extinguisher | 63cea7c8-d7e4-ed11-8847-000d3acb5309 | Forest Crescent Primary School | 4212 | ACTIVE
MSA-DOES | PES2065 | Fire Hydrant | Fire Hydrant | f3daa8c7-d7e4-ed11-8847-0022489339ad | Forest Crescent Primary School | 4212 | ACTIVE
MSA-DOES | PES2066 | Fire Blanket | Fire Blanket | f5daa8c7-d7e4-ed11-8847-0022489339ad | Forest Crescent Primary School | 4212 | ACTIVE
MSA-DOES | PES2067 | Air Conditioning: Evaporative Cooler | Air Conditioning: Evaporative Cooler | d3a9f4c6-d7e4-ed11-8847-002248117628 | Forest Crescent Primary School | 4212 | ACTIVE
MSA-DOES | PES2068 | INACTIVE AS PER MARIO RAPANARO REQUEST-Termite Inspection | Pest Control | 68cea7c8-d7e4-ed11-8847-000d3acb5309 | Forest Crescent Primary School | 4212 | INACTIVE
MSA-DOES | PES2069 | Fall Protection System | Fall Protection System | 8cdcabc5-d7e4-ed11-8847-0022481170b3 | Forest Crescent Primary School | 4212 | ACTIVE
MSA-DOES | PES4144 | Solar Panel | Solar Electric System | 6acea7c8-d7e4-ed11-8847-000d3acb5309 | Forest Crescent Primary School | 4212 | ACTIVE
MSA-DOES | PES5018 | Lighting Pole | Lighting Poles: External | 69cea7c8-d7e4-ed11-8847-000d3acb5309 | Forest Crescent Primary School | 4212 | ACTIVE
MSA-DOES | PES5503 | Tempering Valve | Tempering Valve | 74cea7c8-d7e4-ed11-8847-000d3acb5309 | Forest Crescent Primary School | 4212 | ACTIVE
MSA-DOES | PES5859 | Ga Appliance | Gas Appliance | 70cea7c8-d7e4-ed11-8847-000d3acb5309 | Forest Crescent Primary School | 4212 | ACTIVE
MSA-DOES | PES6171 | Thermostatic Mixing Valve | Thermostatic Mixing Valve | 12dba8c7-d7e4-ed11-8847-0022489339ad | Forest Crescent Primary School | 4212 | ACTIVE
MSA-DOES | PES6358 | Hot Water System: Ga & Electric | Hot Water Unit: Gas & Electric | d8a9f4c6-d7e4-ed11-8847-002248117628 | Forest Crescent Primary School | 4212 | ACTIVE
MSA-DOES | PES6790 | Boiling/Chilled Water Unit | Drinking Water Unit: Boiling / Chilled | 57cea7c8-d7e4-ed11-8847-000d3acb5309 | Forest Crescent Primary School | 4212 | ACTIVE
MSA-DOES | PES7174 | Fan: Large Diameter | Fan: Large Diameter | 5acea7c8-d7e4-ed11-8847-000d3acb5309 | Forest Crescent Primary School | 4212 | ACTIVE
MSA-DOES | PES2070 | Backflow Prevention Valve | Backflow Prevention Valve | e9daa8c7-d7e4-ed11-8847-0022489339ad | Forrestdale Primary School | 2598 | ACTIVE
MSA-DOES | PES2071 | Effluent System | Sewerage Pumping Station | 55cea7c8-d7e4-ed11-8847-000d3acb5309 | Forrestdale Primary School | 2598 | ACTIVE
MSA-DOES | PES2072 | Emergency & Exit Lighting | Emergency & Exit Lighting | 54cea7c8-d7e4-ed11-8847-000d3acb5309 | Forrestdale Primary School | 2598 | ACTIVE
MSA-DOES | PES2073 | Fire Break | Fire Break | 65cea7c8-d7e4-ed11-8847-000d3acb5309 | Forrestdale Primary School | 2598 | ACTIVE
MSA-DOES | PES2074 | Ga Space Heating | Gas Space Heating | 8fdcabc5-d7e4-ed11-8847-0022481170b3 | Forrestdale Primary School | 2598 | ACTIVE
MSA-DOES | PES2075 | Gutter, Downpipe & Roof | Gutters, Downpipes & Roofs | f8daa8c7-d7e4-ed11-8847-0022489339ad | Forrestdale Primary School | 2598 | ACTIVE
MSA-DOES | PES2076 | Play Ground Equipment | Sport Court & Playground Equipment | 67cea7c8-d7e4-ed11-8847-000d3acb5309 | Forrestdale Primary School | 2598 | ACTIVE
MSA-DOES | PES2077 | Residual Current Device / RCD | Residual Current Devices (RCD) | 73cea7c8-d7e4-ed11-8847-000d3acb5309 | Forrestdale Primary School | 2598 | ACTIVE
MSA-DOES | PES2078 | Testing & Tagging | Testing & Tagging | dba9f4c6-d7e4-ed11-8847-002248117628 | Forrestdale Primary School | 2598 | ACTIVE
MSA-DOES | PES2079 | Fire Extinguisher | Fire Extinguisher | 63cea7c8-d7e4-ed11-8847-000d3acb5309 | Forrestdale Primary School | 2598 | ACTIVE
MSA-DOES | PES2080 | Fire Blanket | Fire Blanket | f5daa8c7-d7e4-ed11-8847-0022489339ad | Forrestdale Primary School | 2598 | ACTIVE
MSA-DOES | PES2081 | Pest Control | Pest Control | 68cea7c8-d7e4-ed11-8847-000d3acb5309 | Forrestdale Primary School | 2598 | ACTIVE
MSA-DOES | PES2082 | Fall Protection System | Fall Protection System | 8cdcabc5-d7e4-ed11-8847-0022481170b3 | Forrestdale Primary School | 2598 | ACTIVE
MSA-DOES | PES4098 | Air Conditioning: Evaporative Cooler | Air Conditioning: Evaporative Cooler | d3a9f4c6-d7e4-ed11-8847-002248117628 | Forrestdale Primary School | 2598 | ACTIVE
MSA-DOES | PES4145 | Solar Panel | Solar Electric System | 6acea7c8-d7e4-ed11-8847-000d3acb5309 | Forrestdale Primary School | 2598 | ACTIVE
MSA-DOES | PES4341 | Thermostatic Mixing Valve | Thermostatic Mixing Valve | 12dba8c7-d7e4-ed11-8847-0022489339ad | Forrestdale Primary School | 2598 | ACTIVE
MSA-DOES | PES4892 | Emergency Eye Wash | Emergency Eye Wash / Safety Shower | 6dcea7c8-d7e4-ed11-8847-000d3acb5309 | Forrestdale Primary School | 2598 | ACTIVE
MSA-DOES | PES5019 | Lighting Pole | Lighting Poles: External | 69cea7c8-d7e4-ed11-8847-000d3acb5309 | Forrestdale Primary School | 2598 | ACTIVE
MSA-DOES | PES6178 | Hot Water System: Ga & Electric | Hot Water Unit: Gas & Electric | d8a9f4c6-d7e4-ed11-8847-002248117628 | Forrestdale Primary School | 2598 | ACTIVE
MSA-DOES | PES6794 | Boiling/Chilled Water Unit | Drinking Water Unit: Boiling / Chilled | 57cea7c8-d7e4-ed11-8847-000d3acb5309 | Forrestdale Primary School | 2598 | ACTIVE
MSA-DOES | PES2083 | Testing & Tagging | Testing & Tagging | dba9f4c6-d7e4-ed11-8847-002248117628 | Forrestfield Primary School | 2516 | ACTIVE
MSA-DOES | PES2084 | Play Ground Equipment Inc. Nature Play | Sport Court & Playground Equipment inc Natureplay | 92dcabc5-d7e4-ed11-8847-0022481170b3 | Forrestfield Primary School | 2516 | ACTIVE
MSA-DOES | PES2085 | Climbing Wall | Climbing Wall / Abseiling Structure | ebdaa8c7-d7e4-ed11-8847-0022489339ad | Forrestfield Primary School | 2516 | ACTIVE
MSA-DOES | PES2086 | Emergency & Exit Lighting | Emergency & Exit Lighting | 54cea7c8-d7e4-ed11-8847-000d3acb5309 | Forrestfield Primary School | 2516 | ACTIVE
MSA-DOES | PES2087 | Air Conditioning: Evaporative Cooler | Air Conditioning: Evaporative Cooler | d3a9f4c6-d7e4-ed11-8847-002248117628 | Forrestfield Primary School | 2516 | ACTIVE
MSA-DOES | PES2088 | Ga Space Heating | Gas Space Heating | 8fdcabc5-d7e4-ed11-8847-0022481170b3 | Forrestfield Primary School | 2516 | ACTIVE
MSA-DOES | PES2089 | Gutter, Downpipe & Roof | Gutters, Downpipes & Roofs | f8daa8c7-d7e4-ed11-8847-0022489339ad | Forrestfield Primary School | 2516 | ACTIVE
MSA-DOES | PES2090 | Irrigation: Tank | Irrigation: Tank | 6ecea7c8-d7e4-ed11-8847-000d3acb5309 | Forrestfield Primary School | 2516 | ACTIVE
MSA-DOES | PES2091 | Residual Current Device / RCD | Residual Current Devices (RCD) | 73cea7c8-d7e4-ed11-8847-000d3acb5309 | Forrestfield Primary School | 2516 | ACTIVE
MSA-DOES | PES2092 | Fire Extinguisher | Fire Extinguisher | 63cea7c8-d7e4-ed11-8847-000d3acb5309 | Forrestfield Primary School | 2516 | ACTIVE
MSA-DOES | PES2093 | Fire Blanket | Fire Blanket | f5daa8c7-d7e4-ed11-8847-0022489339ad | Forrestfield Primary School | 2516 | ACTIVE
MSA-DOES | PES2094 | Pest Control | Pest Control | 68cea7c8-d7e4-ed11-8847-000d3acb5309 | Forrestfield Primary School | 2516 | ACTIVE
MSA-DOES | PES2095 | Fall Protection System | Fall Protection System | 8cdcabc5-d7e4-ed11-8847-0022481170b3 | Forrestfield Primary School | 2516 | ACTIVE
MSA-DOES | PES4853 | Backflow Prevention Valve | Backflow Prevention Valve | e9daa8c7-d7e4-ed11-8847-0022489339ad | Forrestfield Primary School | 2516 | ACTIVE
MSA-DOES | PES4913 | Tempering Valve | Tempering Valve | 74cea7c8-d7e4-ed11-8847-000d3acb5309 | Forrestfield Primary School | 2516 | ACTIVE
MSA-DOES | PES5051 | Lighting Pole | Lighting Poles: External | 69cea7c8-d7e4-ed11-8847-000d3acb5309 | Forrestfield Primary School | 2516 | ACTIVE
MSA-DOES | PES5492 | Thermostatic Mixing Valve | Thermostatic Mixing Valve | 12dba8c7-d7e4-ed11-8847-0022489339ad | Forrestfield Primary School | 2516 | ACTIVE
MSA-DOES | PES5850 | Ga Appliance | Gas Appliance | 70cea7c8-d7e4-ed11-8847-000d3acb5309 | Forrestfield Primary School | 2516 | ACTIVE
MSA-DOES | PES6339 | Hot Water System: Ga & Electric | Hot Water Unit: Gas & Electric | d8a9f4c6-d7e4-ed11-8847-002248117628 | Forrestfield Primary School | 2516 | ACTIVE
MSA-DOES | PES6812 | Boiling/Chilled Water Unit | Drinking Water Unit: Boiling / Chilled | 57cea7c8-d7e4-ed11-8847-000d3acb5309 | Forrestfield Primary School | 2516 | ACTIVE
MSA-DOES | PES3542 | Testing & Tagging | Testing & Tagging | dba9f4c6-d7e4-ed11-8847-002248117628 | Fremantle College | 1655 | ACTIVE
MSA-DOES | PES3543 | Air Compressor: Receiver | Air Compressor | d1a9f4c6-d7e4-ed11-8847-002248117628 | Fremantle College | 1655 | ACTIVE
MSA-DOES | PES3544 | Backflow Prevention Valve | Backflow Prevention Valve | e9daa8c7-d7e4-ed11-8847-0022489339ad | Fremantle College | 1655 | ACTIVE
MSA-DOES | PES3545 | DECOMMISSIONED - Climbing Wall - Inspection, Service & Report | Climbing Wall / Abseiling Structure | ebdaa8c7-d7e4-ed11-8847-0022489339ad | Fremantle College | 1655 | INACTIVE
MSA-DOES | PES3546 | Emergency & Exit Lighting | Emergency & Exit Lighting | 54cea7c8-d7e4-ed11-8847-000d3acb5309 | Fremantle College | 1655 | ACTIVE
MSA-DOES | PES3547 | Air Conditioning: Evaporative Cooler | Air Conditioning: Evaporative Cooler | d3a9f4c6-d7e4-ed11-8847-002248117628 | Fremantle College | 1655 | ACTIVE
MSA-DOES | PES3548 | SERVICE NOT REQUIRED-Fire Break - Clearing & Report | Fire Break | 65cea7c8-d7e4-ed11-8847-000d3acb5309 | Fremantle College | 1655 | INACTIVE
MSA-DOES | PES3549 | Fixed Gym Equipment | Gym Equipment : Fixed | 5ecea7c8-d7e4-ed11-8847-000d3acb5309 | Fremantle College | 1655 | ACTIVE
MSA-DOES | PES3550 | Fume Cupboard | Fume Cupboards | f7daa8c7-d7e4-ed11-8847-0022489339ad | Fremantle College | 1655 | ACTIVE
MSA-DOES | PES3551 | INACTIVE-Postmounted Changeable Message Board - Inspection, Service & Report | Post mounted Changeable Message Board | 93dcabc5-d7e4-ed11-8847-0022481170b3 | Fremantle College | 1655 | INACTIVE
MSA-DOES | PES3552 | Ga Space Heating | Gas Space Heating | 8fdcabc5-d7e4-ed11-8847-0022481170b3 | Fremantle College | 1655 | ACTIVE
MSA-DOES | PES3553 | Gutter, Downpipe & Roof | Gutters, Downpipes & Roofs | f8daa8c7-d7e4-ed11-8847-0022489339ad | Fremantle College | 1655 | ACTIVE
MSA-DOES | PES3554 | Design & Technology: Fixed Equipment | Design & Technology: Fixed Equipment | 53cea7c8-d7e4-ed11-8847-000d3acb5309 | Fremantle College | 1655 | ACTIVE
MSA-DOES | PES3555 | INACTIVE NO ASSETS ONSITE-Packaged Air-Conditioning - Inspection, Report & Filter Cleaning | Air Conditioning: Package | 85dcabc5-d7e4-ed11-8847-0022481170b3 | Fremantle College | 1655 | INACTIVE
MSA-DOES | PES3556 | Residual Current Device / RCD | Residual Current Devices (RCD) | 73cea7c8-d7e4-ed11-8847-000d3acb5309 | Fremantle College | 1655 | ACTIVE
MSA-DOES | PES3557 | Swimming Pool | Swimming Pool | 09dba8c7-d7e4-ed11-8847-0022489339ad | Fremantle College | 1655 | ACTIVE
MSA-DOES | PES3558 | Pest Control | Pest Control | 68cea7c8-d7e4-ed11-8847-000d3acb5309 | Fremantle College | 1655 | ACTIVE
MSA-DOES | PES3559 | Fire Extinguisher | Fire Extinguisher | 63cea7c8-d7e4-ed11-8847-000d3acb5309 | Fremantle College | 1655 | ACTIVE
MSA-DOES | PES3560 | Fire Hydrant | Fire Hydrant | f3daa8c7-d7e4-ed11-8847-0022489339ad | Fremantle College | 1655 | ACTIVE
MSA-DOES | PES3561 | Fire Hose Reel | Fire Hose Reel | f4daa8c7-d7e4-ed11-8847-0022489339ad | Fremantle College | 1655 | ACTIVE
MSA-DOES | PES3562 | Fire Blanket | Fire Blanket | f5daa8c7-d7e4-ed11-8847-0022489339ad | Fremantle College | 1655 | ACTIVE
MSA-DOES | PES4183 | Solar Panel | Solar Electric System | 6acea7c8-d7e4-ed11-8847-000d3acb5309 | Fremantle College | 1655 | ACTIVE
MSA-DOES | PES4280 | Fall Protection System | Fall Protection System | 8cdcabc5-d7e4-ed11-8847-0022481170b3 | Fremantle College | 1655 | ACTIVE
MSA-DOES | PES4424 | Emergency Eye Wash | Emergency Eye Wash / Safety Shower | 6dcea7c8-d7e4-ed11-8847-000d3acb5309 | Fremantle College | 1655 | ACTIVE
MSA-DOES | PES4512 | PAC: Retractable Seating | PAC: | ffdaa8c7-d7e4-ed11-8847-0022489339ad | Fremantle College | 1655 | ACTIVE
MSA-DOES | PES4541 | PAC: Lighting System | PAC: | ffdaa8c7-d7e4-ed11-8847-0022489339ad | Fremantle College | 1655 | ACTIVE
MSA-DOES | PES4591 | PAC: Curtain | PAC: | ffdaa8c7-d7e4-ed11-8847-0022489339ad | Fremantle College | 1655 | ACTIVE
MSA-DOES | PES4620 | PAC: Audio System | PAC: | ffdaa8c7-d7e4-ed11-8847-0022489339ad | Fremantle College | 1655 | ACTIVE
MSA-DOES | PES4636 | PAC: Hoist / Winche | PAC: Hoist / Winch | fddaa8c7-d7e4-ed11-8847-0022489339ad | Fremantle College | 1655 | ACTIVE
MSA-DOES | PES4733 | Fire Hydrant | Fire Hydrant | f3daa8c7-d7e4-ed11-8847-0022489339ad | Fremantle College | 1655 | ACTIVE
MSA-DOES | PES4851 | Fire Hydrant Booster Connection | Fire Hydrant Booster Connection | 5fcea7c8-d7e4-ed11-8847-000d3acb5309 | Fremantle College | 1655 | ACTIVE
MSA-DOES | PES4912 | Thermostatic Mixing Valve | Thermostatic Mixing Valve | 12dba8c7-d7e4-ed11-8847-0022489339ad | Fremantle College | 1655 | ACTIVE
MSA-DOES | PES5141 | Lighting Pole | Lighting Poles: External | 69cea7c8-d7e4-ed11-8847-000d3acb5309 | Fremantle College | 1655 | ACTIVE
MSA-DOES | PES5189 | Effluent System | Sewerage Pumping Station | 55cea7c8-d7e4-ed11-8847-000d3acb5309 | Fremantle College | 1655 | ACTIVE
MSA-DOES | PES5231 | Extraction: Dust | Extraction System: Saw Dust | 61cea7c8-d7e4-ed11-8847-000d3acb5309 | Fremantle College | 1655 | ACTIVE
MSA-DOES | PES5247 | Fire Water Storage Tank | Fire Water Storage Tank | 60cea7c8-d7e4-ed11-8847-000d3acb5309 | Fremantle College | 1655 | ACTIVE
MSA-DOES | PES5248 | Fire Pump: Diesel | Fire Pump: Diesel | 00dba8c7-d7e4-ed11-8847-0022489339ad | Fremantle College | 1655 | ACTIVE
MSA-DOES | PES5249 | Fire Pump: Electric | Fire Pump: Electric | 89dcabc5-d7e4-ed11-8847-0022481170b3 | Fremantle College | 1655 | ACTIVE
MSA-DOES | PES5319 | Lift | Lift: Passenger | 5dcea7c8-d7e4-ed11-8847-000d3acb5309 | Fremantle College | 1655 | ACTIVE
MSA-DOES | PES5459 | Fire Hydrant | Fire Hydrant | f3daa8c7-d7e4-ed11-8847-0022489339ad | Fremantle College | 1655 | ACTIVE
MSA-DOES | PES5486 | Tempering Valve | Tempering Valve | 74cea7c8-d7e4-ed11-8847-000d3acb5309 | Fremantle College | 1655 | ACTIVE
MSA-DOES | PES5617 | Ga Appliance | Gas Appliance | 70cea7c8-d7e4-ed11-8847-000d3acb5309 | Fremantle College | 1655 | ACTIVE
MSA-DOES | PES5730 | Fire Alarm System / FIP | Fire Alarm System (FIP) | f1daa8c7-d7e4-ed11-8847-0022489339ad | Fremantle College | 1655 | ACTIVE
MSA-DOES | PES5748 | Fire Emergency Warning & Intercommunication System / EWIS | Fire Emergency Warning & Intercommunications Systems (EWIS) or (OWS) | f6daa8c7-d7e4-ed11-8847-0022489339ad | Fremantle College | 1655 | ACTIVE
MSA-DOES | PES5750 | Manual Call Point / MCP | Manual Call Points (MCP) | 96dcabc5-d7e4-ed11-8847-0022481170b3 | Fremantle College | 1655 | ACTIVE
MSA-DOES | PES5751 | Fire Detection: Smoke / Heat | Fire Detection: Smoke / Heat | 58cea7c8-d7e4-ed11-8847-000d3acb5309 | Fremantle College | 1655 | ACTIVE
MSA-DOES | PES5970 | PAC: Staging System | PAC: | ffdaa8c7-d7e4-ed11-8847-0022489339ad | Fremantle College | 1655 | ACTIVE
MSA-DOES | PES5971 | PAC: Lighting Grid / Bar | PAC: | ffdaa8c7-d7e4-ed11-8847-0022489339ad | Fremantle College | 1655 | ACTIVE
MSA-DOES | PES5991 | Dangerou Good Safety Storage Cabinet | Dangerous Goods Safety Storage Cabinets | eedaa8c7-d7e4-ed11-8847-0022489339ad | Fremantle College | 1655 | ACTIVE
MSA-DOES | PES6036 | Sport Court & Playground Equipment Inc. Nature Play | Sport Court & Playground Equipment inc Natureplay | 92dcabc5-d7e4-ed11-8847-0022481170b3 | Fremantle College | 1655 | ACTIVE
MSA-DOES | PES6068 | Mobile Work Platform | Mobile Work Platforms | 07dba8c7-d7e4-ed11-8847-0022489339ad | Fremantle College | 1655 | ACTIVE
MSA-DOES | PES6080 | Lift: Monitoring Service | Lift: Passenger | 5dcea7c8-d7e4-ed11-8847-000d3acb5309 | Fremantle College | 1655 | ACTIVE
MSA-DOES | PES6106 | Fire Hydrant Booster Connection | Fire Hydrant Booster Connection | 5fcea7c8-d7e4-ed11-8847-000d3acb5309 | Fremantle College | 1655 | ACTIVE
MSA-DOES | PES6282 | Air Conditioning: Split | Air Conditioning: Split | 86dcabc5-d7e4-ed11-8847-0022481170b3 | Fremantle College | 1655 | ACTIVE
MSA-DOES | PES6453 | Hot Water System: Ga & Electric | Hot Water Unit: Gas & Electric | d8a9f4c6-d7e4-ed11-8847-002248117628 | Fremantle College | 1655 | ACTIVE
MSA-DOES | PES6671 | Air Compressor: | Air Compressor | d1a9f4c6-d7e4-ed11-8847-002248117628 | Fremantle College | 1655 | ACTIVE
MSA-DOES | PES6908 | Boiling/Chilled Water Unit | Drinking Water Unit: Boiling / Chilled | 57cea7c8-d7e4-ed11-8847-000d3acb5309 | Fremantle College | 1655 | ACTIVE
MSA-DOES | PES7022 | Design & Technology: Reticulated Ga Welding System | Design & Technology: Reticulated Gas Welding System | 11dba8c7-d7e4-ed11-8847-0022489339ad | Fremantle College | 1655 | ACTIVE
MSA-DOES | PES2097 | Gutter, Downpipe & Roof | Gutters, Downpipes & Roofs | f8daa8c7-d7e4-ed11-8847-0022489339ad | Fremantle Kindergarten | 1577 | ACTIVE
MSA-DOES | PES2098 | Play Ground Equipment | Sport Court & Playground Equipment | 67cea7c8-d7e4-ed11-8847-000d3acb5309 | Fremantle Kindergarten | 1577 | ACTIVE
MSA-DOES | PES2099 | Testing & Tagging | Testing & Tagging | dba9f4c6-d7e4-ed11-8847-002248117628 | Fremantle Kindergarten | 1577 | ACTIVE
MSA-DOES | PES4256 | Fall Protection System | Fall Protection System | 8cdcabc5-d7e4-ed11-8847-0022481170b3 | Fremantle Kindergarten | 1577 | ACTIVE
MSA-DOES | PES4449 | Residual Current Device / RCD | Residual Current Devices (RCD) | 73cea7c8-d7e4-ed11-8847-000d3acb5309 | Fremantle Kindergarten | 1577 | ACTIVE
MSA-DOES | PES4450 | Emergency & Exit Lighting | Emergency & Exit Lighting | 54cea7c8-d7e4-ed11-8847-000d3acb5309 | Fremantle Kindergarten | 1577 | ACTIVE
MSA-DOES | PES2100 | Backflow Prevention Valve | Backflow Prevention Valve | e9daa8c7-d7e4-ed11-8847-0022489339ad | Fremantle Primary School - Formerly South Tce | 1792 | ACTIVE
MSA-DOES | PES2101 | Air Conditioning: Evaporative Cooler | Air Conditioning: Evaporative Cooler | d3a9f4c6-d7e4-ed11-8847-002248117628 | Fremantle Primary School - Formerly South Tce | 1792 | ACTIVE
MSA-DOES | PES2102 | Ga Space Heating | Gas Space Heating | 8fdcabc5-d7e4-ed11-8847-0022481170b3 | Fremantle Primary School - Formerly South Tce | 1792 | ACTIVE
MSA-DOES | PES2103 | Gutter, Downpipe & Roof | Gutters, Downpipes & Roofs | f8daa8c7-d7e4-ed11-8847-0022489339ad | Fremantle Primary School - Formerly South Tce | 1792 | ACTIVE
MSA-DOES | PES2104 | Play Ground Equipment | Sport Court & Playground Equipment | 67cea7c8-d7e4-ed11-8847-000d3acb5309 | Fremantle Primary School - Formerly South Tce | 1792 | ACTIVE
MSA-DOES | PES2105 | Residual Current Device / RCD | Residual Current Devices (RCD) | 73cea7c8-d7e4-ed11-8847-000d3acb5309 | Fremantle Primary School - Formerly South Tce | 1792 | ACTIVE
MSA-DOES | PES2106 | Solar Panel | Solar Electric System | 6acea7c8-d7e4-ed11-8847-000d3acb5309 | Fremantle Primary School - Formerly South Tce | 1792 | ACTIVE
MSA-DOES | PES2107 | Testing & Tagging | Testing & Tagging | dba9f4c6-d7e4-ed11-8847-002248117628 | Fremantle Primary School - Formerly South Tce | 1792 | ACTIVE
MSA-DOES | PES2108 | Fire Extinguisher | Fire Extinguisher | 63cea7c8-d7e4-ed11-8847-000d3acb5309 | Fremantle Primary School - Formerly South Tce | 1792 | ACTIVE
MSA-DOES | PES2109 | Fire Blanket | Fire Blanket | f5daa8c7-d7e4-ed11-8847-0022489339ad | Fremantle Primary School - Formerly South Tce | 1792 | ACTIVE
MSA-DOES | PES2110 | Emergency & Exit Lighting | Emergency & Exit Lighting | 54cea7c8-d7e4-ed11-8847-000d3acb5309 | Fremantle Primary School - Formerly South Tce | 1792 | ACTIVE
MSA-DOES | PES2111 | Pest Control | Pest Control | 68cea7c8-d7e4-ed11-8847-000d3acb5309 | Fremantle Primary School - Formerly South Tce | 1792 | ACTIVE
MSA-DOES | PES2112 | Fall Protection System | Fall Protection System | 8cdcabc5-d7e4-ed11-8847-0022481170b3 | Fremantle Primary School - Formerly South Tce | 1792 | ACTIVE
MSA-DOES | PES4393 | Thermostatic Mixing Valve | Thermostatic Mixing Valve | 12dba8c7-d7e4-ed11-8847-0022489339ad | Fremantle Primary School - Formerly South Tce | 1792 | ACTIVE
MSA-DOES | PES4419 | Emergency Eye Wash | Emergency Eye Wash / Safety Shower | 6dcea7c8-d7e4-ed11-8847-000d3acb5309 | Fremantle Primary School - Formerly South Tce | 1792 | ACTIVE
MSA-DOES | PES4486 | Lift | Lift: Passenger | 5dcea7c8-d7e4-ed11-8847-000d3acb5309 | Fremantle Primary School - Formerly South Tce | 1792 | ACTIVE
MSA-DOES | PES4897 | Grease Trap: | Grease Trap: | fadaa8c7-d7e4-ed11-8847-0022489339ad | Fremantle Primary School - Formerly South Tce | 1792 | ACTIVE
MSA-DOES | PES5142 | Lighting Pole | Lighting Poles: External | 69cea7c8-d7e4-ed11-8847-000d3acb5309 | Fremantle Primary School - Formerly South Tce | 1792 | ACTIVE
MSA-DOES | PES5563 | Tempering Valve | Tempering Valve | 74cea7c8-d7e4-ed11-8847-000d3acb5309 | Fremantle Primary School - Formerly South Tce | 1792 | ACTIVE
MSA-DOES | PES5890 | Ga Appliance | Gas Appliance | 70cea7c8-d7e4-ed11-8847-000d3acb5309 | Fremantle Primary School - Formerly South Tce | 1792 | ACTIVE
MSA-DOES | PES5968 | Lift: Monitoring Service | Lift: Passenger | 5dcea7c8-d7e4-ed11-8847-000d3acb5309 | Fremantle Primary School - Formerly South Tce | 1792 | ACTIVE
MSA-DOES | PES6454 | Hot Water System: Ga & Electric | Hot Water Unit: Gas & Electric | d8a9f4c6-d7e4-ed11-8847-002248117628 | Fremantle Primary School - Formerly South Tce | 1792 | ACTIVE
MSA-DOES | PES7153 | Boiling/Chilled Water Unit | Drinking Water Unit: Boiling / Chilled | 57cea7c8-d7e4-ed11-8847-000d3acb5309 | Fremantle Primary School - Formerly South Tce | 1792 | ACTIVE
MSA-DOES | PES2113 | Emergency & Exit Lighting | Emergency & Exit Lighting | 54cea7c8-d7e4-ed11-8847-000d3acb5309 | Gibb Street Primary School | 2575 | ACTIVE
MSA-DOES | PES2114 | Air Conditioning: Evaporative Cooler | Air Conditioning: Evaporative Cooler | d3a9f4c6-d7e4-ed11-8847-002248117628 | Gibb Street Primary School | 2575 | ACTIVE
MSA-DOES | PES2115 | Ga Space Heating | Gas Space Heating | 8fdcabc5-d7e4-ed11-8847-0022481170b3 | Gibb Street Primary School | 2575 | ACTIVE
MSA-DOES | PES2116 | Gutter, Downpipe & Roof | Gutters, Downpipes & Roofs | f8daa8c7-d7e4-ed11-8847-0022489339ad | Gibb Street Primary School | 2575 | ACTIVE
MSA-DOES | PES2117 | Play Ground Equipment | Sport Court & Playground Equipment | 67cea7c8-d7e4-ed11-8847-000d3acb5309 | Gibb Street Primary School | 2575 | ACTIVE
MSA-DOES | PES2118 | Residual Current Device / RCD | Residual Current Devices (RCD) | 73cea7c8-d7e4-ed11-8847-000d3acb5309 | Gibb Street Primary School | 2575 | ACTIVE
MSA-DOES | PES2119 | Testing & Tagging | Testing & Tagging | dba9f4c6-d7e4-ed11-8847-002248117628 | Gibb Street Primary School | 2575 | ACTIVE
MSA-DOES | PES2120 | Fire Extinguisher | Fire Extinguisher | 63cea7c8-d7e4-ed11-8847-000d3acb5309 | Gibb Street Primary School | 2575 | ACTIVE
MSA-DOES | PES2121 | Fire Blanket | Fire Blanket | f5daa8c7-d7e4-ed11-8847-0022489339ad | Gibb Street Primary School | 2575 | ACTIVE
MSA-DOES | PES2122 | Backflow Prevention Valve | Backflow Prevention Valve | e9daa8c7-d7e4-ed11-8847-0022489339ad | Gibb Street Primary School | 2575 | ACTIVE
MSA-DOES | PES2123 | Pest Control | Pest Control | 68cea7c8-d7e4-ed11-8847-000d3acb5309 | Gibb Street Primary School | 2575 | ACTIVE
MSA-DOES | PES2124 | Fall Protection System | Fall Protection System | 8cdcabc5-d7e4-ed11-8847-0022481170b3 | Gibb Street Primary School | 2575 | ACTIVE
MSA-DOES | PES4945 | Tempering Valve | Tempering Valve | 74cea7c8-d7e4-ed11-8847-000d3acb5309 | Gibb Street Primary School | 2575 | ACTIVE
MSA-DOES | PES5052 | Lighting Pole | Lighting Poles: External | 69cea7c8-d7e4-ed11-8847-000d3acb5309 | Gibb Street Primary School | 2575 | ACTIVE
MSA-DOES | PES5914 | Ga Appliance | Gas Appliance | 70cea7c8-d7e4-ed11-8847-000d3acb5309 | Gibb Street Primary School | 2575 | ACTIVE
MSA-DOES | PES6455 | Hot Water System: Ga & Electric | Hot Water Unit: Gas & Electric | d8a9f4c6-d7e4-ed11-8847-002248117628 | Gibb Street Primary School | 2575 | ACTIVE
MSA-DOES | PES6891 | Boiling/Chilled Water Unit | Drinking Water Unit: Boiling / Chilled | 57cea7c8-d7e4-ed11-8847-000d3acb5309 | Gibb Street Primary School | 2575 | ACTIVE
MSA-DOES | PES2125 | Backflow Prevention Valve | Backflow Prevention Valve | e9daa8c7-d7e4-ed11-8847-0022489339ad | Gilmore College | 1647 | ACTIVE
MSA-DOES | PES2126 | Compressor: | Air Compressor | d1a9f4c6-d7e4-ed11-8847-002248117628 | Gilmore College | 1647 | ACTIVE
MSA-DOES | PES2127 | Emergency & Exit Lighting | Emergency & Exit Lighting | 54cea7c8-d7e4-ed11-8847-000d3acb5309 | Gilmore College | 1647 | ACTIVE
MSA-DOES | PES2128 | Air Conditioning: Evaporative Cooler | Air Conditioning: Evaporative Cooler | d3a9f4c6-d7e4-ed11-8847-002248117628 | Gilmore College | 1647 | ACTIVE
MSA-DOES | PES2129 | Fire Break | Fire Break | 65cea7c8-d7e4-ed11-8847-000d3acb5309 | Gilmore College | 1647 | ACTIVE
MSA-DOES | PES2130 | Fume Cupboard | Fume Cupboards | f7daa8c7-d7e4-ed11-8847-0022489339ad | Gilmore College | 1647 | ACTIVE
MSA-DOES | PES2131 | ASSETS DISCONNECTED-Ga Space Heating - Inspection, Service & Report | Gas Space Heating | 8fdcabc5-d7e4-ed11-8847-0022481170b3 | Gilmore College | 1647 | INACTIVE
MSA-DOES | PES2132 | Gutter, Downpipe & Roof | Gutters, Downpipes & Roofs | f8daa8c7-d7e4-ed11-8847-0022489339ad | Gilmore College | 1647 | ACTIVE
MSA-DOES | PES2133 | Lift | Lift: Passenger | 5dcea7c8-d7e4-ed11-8847-000d3acb5309 | Gilmore College | 1647 | ACTIVE
MSA-DOES | PES2134 | Grease Trap: | Grease Trap: | fadaa8c7-d7e4-ed11-8847-0022489339ad | Gilmore College | 1647 | ACTIVE
MSA-DOES | PES2136 | Mobile Work Platform | Mobile Work Platforms | 07dba8c7-d7e4-ed11-8847-0022489339ad | Gilmore College | 1647 | ACTIVE
MSA-DOES | PES2137 | Filtered Drinking Unit - Inspection, Service/Clean, Filter Change & Report | Drinking Water Unit: Boiling / Chilled | 57cea7c8-d7e4-ed11-8847-000d3acb5309 | Gilmore College | 1647 | INACTIVE
MSA-DOES | PES2138 | Testing & Tagging | Testing & Tagging | dba9f4c6-d7e4-ed11-8847-002248117628 | Gilmore College | 1647 | ACTIVE
MSA-DOES | PES2139 | Fire Extinguisher | Fire Extinguisher | 63cea7c8-d7e4-ed11-8847-000d3acb5309 | Gilmore College | 1647 | ACTIVE
MSA-DOES | PES2140 | Fire Hydrant | Fire Hydrant | f3daa8c7-d7e4-ed11-8847-0022489339ad | Gilmore College | 1647 | ACTIVE
MSA-DOES | PES2141 | Fire Hydrant Booster Connection | Fire Hydrant Booster Connection | 5fcea7c8-d7e4-ed11-8847-000d3acb5309 | Gilmore College | 1647 | ACTIVE
MSA-DOES | PES2142 | Fire Hose Reel | Fire Hose Reel | f4daa8c7-d7e4-ed11-8847-0022489339ad | Gilmore College | 1647 | ACTIVE
MSA-DOES | PES2143 | Fire Blanket | Fire Blanket | f5daa8c7-d7e4-ed11-8847-0022489339ad | Gilmore College | 1647 | ACTIVE
MSA-DOES | PES2144 | Residual Current Device / RCD | Residual Current Devices (RCD) | 73cea7c8-d7e4-ed11-8847-000d3acb5309 | Gilmore College | 1647 | ACTIVE
MSA-DOES | PES2145 | Pest Control | Pest Control | 68cea7c8-d7e4-ed11-8847-000d3acb5309 | Gilmore College | 1647 | ACTIVE
MSA-DOES | PES2146 | Fall Protection System | Fall Protection System | 8cdcabc5-d7e4-ed11-8847-0022481170b3 | Gilmore College | 1647 | ACTIVE
MSA-DOES | PES4292 | Design & Technology: Fixed Equipment | Design & Technology: Fixed Equipment | 53cea7c8-d7e4-ed11-8847-000d3acb5309 | Gilmore College | 1647 | ACTIVE
MSA-DOES | PES4397 | Fire Hydrant | Fire Hydrant | f3daa8c7-d7e4-ed11-8847-0022489339ad | Gilmore College | 1647 | ACTIVE
MSA-DOES | PES4432 | Emergency Eye Wash | Emergency Eye Wash / Safety Shower | 6dcea7c8-d7e4-ed11-8847-000d3acb5309 | Gilmore College | 1647 | ACTIVE
MSA-DOES | PES4441 | Thermostatic Mixing Valve | Thermostatic Mixing Valve | 12dba8c7-d7e4-ed11-8847-0022489339ad | Gilmore College | 1647 | ACTIVE
MSA-DOES | PES4527 | PAC: Lighting System | PAC: | ffdaa8c7-d7e4-ed11-8847-0022489339ad | Gilmore College | 1647 | ACTIVE
MSA-DOES | PES4553 | PAC: Staging System | PAC: | ffdaa8c7-d7e4-ed11-8847-0022489339ad | Gilmore College | 1647 | ACTIVE
MSA-DOES | PES4577 | PAC: Curtain | PAC: | ffdaa8c7-d7e4-ed11-8847-0022489339ad | Gilmore College | 1647 | ACTIVE
MSA-DOES | PES4606 | PAC: Audio System | PAC: | ffdaa8c7-d7e4-ed11-8847-0022489339ad | Gilmore College | 1647 | ACTIVE
MSA-DOES | PES4631 | PAC: Hoist / Winche | PAC: Hoist / Winch | fddaa8c7-d7e4-ed11-8847-0022489339ad | Gilmore College | 1647 | ACTIVE
MSA-DOES | PES5020 | Lighting Pole | Lighting Poles: External | 69cea7c8-d7e4-ed11-8847-000d3acb5309 | Gilmore College | 1647 | ACTIVE
MSA-DOES | PES5232 | Extraction: Dust | Extraction System: Saw Dust | 61cea7c8-d7e4-ed11-8847-000d3acb5309 | Gilmore College | 1647 | ACTIVE
MSA-DOES | PES5507 | Fire Hydrant | Fire Hydrant | f3daa8c7-d7e4-ed11-8847-0022489339ad | Gilmore College | 1647 | ACTIVE
MSA-DOES | PES5508 | Fire Hydrant Booster Connection | Fire Hydrant Booster Connection | 5fcea7c8-d7e4-ed11-8847-000d3acb5309 | Gilmore College | 1647 | ACTIVE
MSA-DOES | PES5589 | Tempering Valve | Tempering Valve | 74cea7c8-d7e4-ed11-8847-000d3acb5309 | Gilmore College | 1647 | ACTIVE
MSA-DOES | PES5923 | Play Ground Equipment | Sport Court & Playground Equipment | 67cea7c8-d7e4-ed11-8847-000d3acb5309 | Gilmore College | 1647 | ACTIVE
MSA-DOES | PES5924 | Ga Appliance | Gas Appliance | 70cea7c8-d7e4-ed11-8847-000d3acb5309 | Gilmore College | 1647 | ACTIVE
MSA-DOES | PES6023 | Dangerou Good Safety Storage Cabinet | Dangerous Goods Safety Storage Cabinets | eedaa8c7-d7e4-ed11-8847-0022489339ad | Gilmore College | 1647 | ACTIVE
MSA-DOES | PES6123 | Lift: Monitoring Service | Lift: Passenger | 5dcea7c8-d7e4-ed11-8847-000d3acb5309 | Gilmore College | 1647 | ACTIVE
MSA-DOES | PES6292 | Boiling/Chilled Water Unit | Drinking Water Unit: Boiling / Chilled | 57cea7c8-d7e4-ed11-8847-000d3acb5309 | Gilmore College | 1647 | ACTIVE
MSA-DOES | PES6527 | Hot Water System: Ga & Electric | Hot Water Unit: Gas & Electric | d8a9f4c6-d7e4-ed11-8847-002248117628 | Gilmore College | 1647 | ACTIVE
MSA-DOES | PES6944 | Effluent System | Sewerage Pumping Station | 55cea7c8-d7e4-ed11-8847-000d3acb5309 | Gilmore College | 1647 | ACTIVE
MSA-DOES | PES7030 | Design & Technology: Portable Ga Welding System | Design & Technology: Portable Gas Welding System | 8adcabc5-d7e4-ed11-8847-0022481170b3 | Gilmore College | 1647 | ACTIVE
MSA-DOES | PES7032 | DUPLICATE OF PES7030 - Design & Technology: Portable Ga Welding System | Design & Technology: Portable Gas Welding System | 8adcabc5-d7e4-ed11-8847-0022481170b3 | Gilmore College | 1647 | INACTIVE
MSA-DOES | PES2147 | Backflow Prevention Valve | Backflow Prevention Valve | e9daa8c7-d7e4-ed11-8847-0022489339ad | Glencoe Primary School | 1836 | ACTIVE
MSA-DOES | PES2148 | Emergency & Exit Lighting | Emergency & Exit Lighting | 54cea7c8-d7e4-ed11-8847-000d3acb5309 | Glencoe Primary School | 1836 | ACTIVE
MSA-DOES | PES2149 | Air Conditioning: Evaporative Cooler | Air Conditioning: Evaporative Cooler | d3a9f4c6-d7e4-ed11-8847-002248117628 | Glencoe Primary School | 1836 | ACTIVE
MSA-DOES | PES2150 | Ga Space Heating | Gas Space Heating | 8fdcabc5-d7e4-ed11-8847-0022481170b3 | Glencoe Primary School | 1836 | ACTIVE
MSA-DOES | PES2151 | Gutter, Downpipe & Roof | Gutters, Downpipes & Roofs | f8daa8c7-d7e4-ed11-8847-0022489339ad | Glencoe Primary School | 1836 | ACTIVE
MSA-DOES | PES2152 | Play Ground Equipment | Sport Court & Playground Equipment | 67cea7c8-d7e4-ed11-8847-000d3acb5309 | Glencoe Primary School | 1836 | ACTIVE
MSA-DOES | PES2153 | Residual Current Device / RCD | Residual Current Devices (RCD) | 73cea7c8-d7e4-ed11-8847-000d3acb5309 | Glencoe Primary School | 1836 | ACTIVE
MSA-DOES | PES2154 | Testing & Tagging | Testing & Tagging | dba9f4c6-d7e4-ed11-8847-002248117628 | Glencoe Primary School | 1836 | ACTIVE
MSA-DOES | PES2155 | Fire Extinguisher | Fire Extinguisher | 63cea7c8-d7e4-ed11-8847-000d3acb5309 | Glencoe Primary School | 1836 | ACTIVE
MSA-DOES | PES2156 | Fire Blanket | Fire Blanket | f5daa8c7-d7e4-ed11-8847-0022489339ad | Glencoe Primary School | 1836 | ACTIVE
MSA-DOES | PES2157 | INACTIVE AS PER MARIO RAPANARO REQUEST-Termite Inspection | Pest Control | 68cea7c8-d7e4-ed11-8847-000d3acb5309 | Glencoe Primary School | 1836 | INACTIVE
MSA-DOES | PES2158 | Fall Protection System | Fall Protection System | 8cdcabc5-d7e4-ed11-8847-0022481170b3 | Glencoe Primary School | 1836 | ACTIVE
MSA-DOES | PES4375 | Thermostatic Mixing Valve | Thermostatic Mixing Valve | 12dba8c7-d7e4-ed11-8847-0022489339ad | Glencoe Primary School | 1836 | ACTIVE
MSA-DOES | PES4909 | Emergency Eye Wash | Emergency Eye Wash / Safety Shower | 6dcea7c8-d7e4-ed11-8847-000d3acb5309 | Glencoe Primary School | 1836 | ACTIVE
MSA-DOES | PES5053 | Lighting Pole | Lighting Poles: External | 69cea7c8-d7e4-ed11-8847-000d3acb5309 | Glencoe Primary School | 1836 | ACTIVE
MSA-DOES | PES5558 | Tempering Valve | Tempering Valve | 74cea7c8-d7e4-ed11-8847-000d3acb5309 | Glencoe Primary School | 1836 | ACTIVE
MSA-DOES | PES5877 | Ga Appliance | Gas Appliance | 70cea7c8-d7e4-ed11-8847-000d3acb5309 | Glencoe Primary School | 1836 | ACTIVE
MSA-DOES | PES6401 | Hot Water System: Ga & Electric | Hot Water Unit: Gas & Electric | d8a9f4c6-d7e4-ed11-8847-002248117628 | Glencoe Primary School | 1836 | ACTIVE
MSA-DOES | PES7053 | Boiling/Chilled Water Unit | Drinking Water Unit: Boiling / Chilled | 57cea7c8-d7e4-ed11-8847-000d3acb5309 | Glencoe Primary School | 1836 | ACTIVE
MSA-DOES | PES4221 | Emergency & Exit Lighting | Emergency & Exit Lighting | 54cea7c8-d7e4-ed11-8847-000d3acb5309 | GOLDEN BAY PRIMARY SCHOOL | 9050 | ACTIVE
MSA-DOES | PES4222 | Residual Current Device / RCD | Residual Current Devices (RCD) | 73cea7c8-d7e4-ed11-8847-000d3acb5309 | GOLDEN BAY PRIMARY SCHOOL | 9050 | ACTIVE
MSA-DOES | PES4225 | Backflow Prevention Valve | Backflow Prevention Valve | e9daa8c7-d7e4-ed11-8847-0022489339ad | GOLDEN BAY PRIMARY SCHOOL | 9050 | ACTIVE
MSA-DOES | PES4226 | Air Conditioning: Evaporative Cooler | Air Conditioning: Evaporative Cooler | d3a9f4c6-d7e4-ed11-8847-002248117628 | GOLDEN BAY PRIMARY SCHOOL | 9050 | ACTIVE
MSA-DOES | PES4227 | Play Ground Equipment | Sport Court & Playground Equipment | 67cea7c8-d7e4-ed11-8847-000d3acb5309 | GOLDEN BAY PRIMARY SCHOOL | 9050 | ACTIVE
MSA-DOES | PES4228 | Testing & Tagging | Testing & Tagging | dba9f4c6-d7e4-ed11-8847-002248117628 | GOLDEN BAY PRIMARY SCHOOL | 9050 | ACTIVE
MSA-DOES | PES4229 | Fire Extinguisher | Fire Extinguisher | 63cea7c8-d7e4-ed11-8847-000d3acb5309 | GOLDEN BAY PRIMARY SCHOOL | 9050 | ACTIVE
MSA-DOES | PES4230 | Fire Hydrant | Fire Hydrant | f3daa8c7-d7e4-ed11-8847-0022489339ad | GOLDEN BAY PRIMARY SCHOOL | 9050 | ACTIVE
MSA-DOES | PES4231 | Fire Blanket | Fire Blanket | f5daa8c7-d7e4-ed11-8847-0022489339ad | GOLDEN BAY PRIMARY SCHOOL | 9050 | ACTIVE
MSA-DOES | PES4232 | Pest Control | Pest Control | 68cea7c8-d7e4-ed11-8847-000d3acb5309 | GOLDEN BAY PRIMARY SCHOOL | 9050 | ACTIVE
MSA-DOES | PES4257 | Fall Protection System | Fall Protection System | 8cdcabc5-d7e4-ed11-8847-0022481170b3 | GOLDEN BAY PRIMARY SCHOOL | 9050 | ACTIVE
MSA-DOES | PES4330 | Gutter, Downpipe & Roof | Gutters, Downpipes & Roofs | f8daa8c7-d7e4-ed11-8847-0022489339ad | GOLDEN BAY PRIMARY SCHOOL | 9050 | ACTIVE
MSA-DOES | PES4700 | Fire Hydrant | Fire Hydrant | f3daa8c7-d7e4-ed11-8847-0022489339ad | GOLDEN BAY PRIMARY SCHOOL | 9050 | ACTIVE
MSA-DOES | PES4804 | Emergency Eye Wash | Emergency Eye Wash / Safety Shower | 6dcea7c8-d7e4-ed11-8847-000d3acb5309 | GOLDEN BAY PRIMARY SCHOOL | 9050 | ACTIVE
MSA-DOES | PES4806 | Thermostatic Mixing Valve | Thermostatic Mixing Valve | 12dba8c7-d7e4-ed11-8847-0022489339ad | GOLDEN BAY PRIMARY SCHOOL | 9050 | ACTIVE
MSA-DOES | PES5143 | Lighting Pole - Inspection & Reporting (inc Photo) | Lighting Poles: External | 69cea7c8-d7e4-ed11-8847-000d3acb5309 | GOLDEN BAY PRIMARY SCHOOL | 9050 | ACTIVE
MSA-DOES | PES5673 | Ga Appliance | Gas Appliance | 70cea7c8-d7e4-ed11-8847-000d3acb5309 | GOLDEN BAY PRIMARY SCHOOL | 9050 | ACTIVE
MSA-DOES | PES6506 | Boiling/Chilled Water Unit | Drinking Water Unit: Boiling / Chilled | 57cea7c8-d7e4-ed11-8847-000d3acb5309 | GOLDEN BAY PRIMARY SCHOOL | 9050 | ACTIVE
MSA-DOES | PES6507 | Tempering Valve | Tempering Valve | 74cea7c8-d7e4-ed11-8847-000d3acb5309 | GOLDEN BAY PRIMARY SCHOOL | 9050 | ACTIVE
MSA-DOES | PES6843 | Hot Water System: Ga & Electric | Hot Water Unit: Gas & Electric | d8a9f4c6-d7e4-ed11-8847-002248117628 | GOLDEN BAY PRIMARY SCHOOL | 9050 | ACTIVE
MSA-DOES | PES7069 | Fan: Large Diameter | Fan: Large Diameter | 5acea7c8-d7e4-ed11-8847-000d3acb5309 | GOLDEN BAY PRIMARY SCHOOL | 9050 | ACTIVE
MSA-DOES | PES5764 | Air Conditioning: Evaporative Cooler | Air Conditioning: Evaporative Cooler | d3a9f4c6-d7e4-ed11-8847-002248117628 | Gooseberry Hill Pre Primary School | 2406 | ACTIVE
MSA-DOES | PES2159 | Backflow Prevention Valve | Backflow Prevention Valve | e9daa8c7-d7e4-ed11-8847-0022489339ad | Gooseberry Hill Primary School | 2579 | ACTIVE
MSA-DOES | PES2160 | Emergency & Exit Lighting | Emergency & Exit Lighting | 54cea7c8-d7e4-ed11-8847-000d3acb5309 | Gooseberry Hill Primary School | 2579 | ACTIVE
MSA-DOES | PES2161 | Air Conditioning: Evaporative Cooler | Air Conditioning: Evaporative Cooler | d3a9f4c6-d7e4-ed11-8847-002248117628 | Gooseberry Hill Primary School | 2579 | ACTIVE
MSA-DOES | PES2162 | Fire Break | Fire Break | 65cea7c8-d7e4-ed11-8847-000d3acb5309 | Gooseberry Hill Primary School | 2579 | ACTIVE
MSA-DOES | PES2163 | Ga Space Heating | Gas Space Heating | 8fdcabc5-d7e4-ed11-8847-0022481170b3 | Gooseberry Hill Primary School | 2579 | ACTIVE
MSA-DOES | PES2164 | Gutter, Downpipe & Roof | Gutters, Downpipes & Roofs | f8daa8c7-d7e4-ed11-8847-0022489339ad | Gooseberry Hill Primary School | 2579 | ACTIVE
MSA-DOES | PES2165 | Play Ground Equipment | Sport Court & Playground Equipment | 67cea7c8-d7e4-ed11-8847-000d3acb5309 | Gooseberry Hill Primary School | 2579 | ACTIVE
MSA-DOES | PES2166 | Residual Current Device / RCD | Residual Current Devices (RCD) | 73cea7c8-d7e4-ed11-8847-000d3acb5309 | Gooseberry Hill Primary School | 2579 | ACTIVE
MSA-DOES | PES2167 | Solar Panel | Solar Electric System | 6acea7c8-d7e4-ed11-8847-000d3acb5309 | Gooseberry Hill Primary School | 2579 | ACTIVE
MSA-DOES | PES2168 | Testing & Tagging | Testing & Tagging | dba9f4c6-d7e4-ed11-8847-002248117628 | Gooseberry Hill Primary School | 2579 | ACTIVE
MSA-DOES | PES2169 | Fire Extinguisher | Fire Extinguisher | 63cea7c8-d7e4-ed11-8847-000d3acb5309 | Gooseberry Hill Primary School | 2579 | ACTIVE
MSA-DOES | PES2170 | Fire Hydrant | Fire Hydrant | f3daa8c7-d7e4-ed11-8847-0022489339ad | Gooseberry Hill Primary School | 2579 | ACTIVE
MSA-DOES | PES2171 | Fire Blanket | Fire Blanket | f5daa8c7-d7e4-ed11-8847-0022489339ad | Gooseberry Hill Primary School | 2579 | ACTIVE
MSA-DOES | PES2172 | Pest Control | Pest Control | 68cea7c8-d7e4-ed11-8847-000d3acb5309 | Gooseberry Hill Primary School | 2579 | ACTIVE
MSA-DOES | PES2173 | Fall Protection System | Fall Protection System | 8cdcabc5-d7e4-ed11-8847-0022481170b3 | Gooseberry Hill Primary School | 2579 | ACTIVE
MSA-DOES | PES2174 | Fire Hydrant | Fire Hydrant | f3daa8c7-d7e4-ed11-8847-0022489339ad | Gooseberry Hill Primary School | 2579 | ACTIVE
MSA-DOES | PES4812 | Emergency Eye Wash | Emergency Eye Wash / Safety Shower | 6dcea7c8-d7e4-ed11-8847-000d3acb5309 | Gooseberry Hill Primary School | 2579 | ACTIVE
MSA-DOES | PES5054 | Lighting Pole | Lighting Poles: External | 69cea7c8-d7e4-ed11-8847-000d3acb5309 | Gooseberry Hill Primary School | 2579 | ACTIVE
MSA-DOES | PES5381 | Thermostatic Mixing Valve | Thermostatic Mixing Valve | 12dba8c7-d7e4-ed11-8847-0022489339ad | Gooseberry Hill Primary School | 2579 | ACTIVE
MSA-DOES | PES5592 | Fire Hose Reel | Fire Hose Reel | f4daa8c7-d7e4-ed11-8847-0022489339ad | Gooseberry Hill Primary School | 2579 | ACTIVE
MSA-DOES | PES5696 | Ga Appliance | Gas Appliance | 70cea7c8-d7e4-ed11-8847-000d3acb5309 | Gooseberry Hill Primary School | 2579 | ACTIVE
MSA-DOES | PES5745 | Biomax System | Effluent System: Aerobic Treatment Units (ATU) | 4fcea7c8-d7e4-ed11-8847-000d3acb5309 | Gooseberry Hill Primary School | 2579 | ACTIVE
MSA-DOES | PES5777 | Tempering Valve | Tempering Valve | 74cea7c8-d7e4-ed11-8847-000d3acb5309 | Gooseberry Hill Primary School | 2579 | ACTIVE
MSA-DOES | PES6577 | Boiling/Chilled Water Unit | Drinking Water Unit: Boiling / Chilled | 57cea7c8-d7e4-ed11-8847-000d3acb5309 | Gooseberry Hill Primary School | 2579 | ACTIVE
MSA-DOES | PES6923 | Hot Water System: Ga & Electric | Hot Water Unit: Gas & Electric | d8a9f4c6-d7e4-ed11-8847-002248117628 | Gooseberry Hill Primary School | 2579 | ACTIVE
MSA-DOES | PES2175 | Backflow Prevention Valve | Backflow Prevention Valve | e9daa8c7-d7e4-ed11-8847-0022489339ad | Gosnell Primary School | 2518 | ACTIVE
MSA-DOES | PES2176 | Emergency & Exit Lighting | Emergency & Exit Lighting | 54cea7c8-d7e4-ed11-8847-000d3acb5309 | Gosnell Primary School | 2518 | ACTIVE
MSA-DOES | PES2177 | Air Conditioning: Evaporative Cooler | Air Conditioning: Evaporative Cooler | d3a9f4c6-d7e4-ed11-8847-002248117628 | Gosnell Primary School | 2518 | ACTIVE
MSA-DOES | PES2178 | Ga Space Heating | Gas Space Heating | 8fdcabc5-d7e4-ed11-8847-0022481170b3 | Gosnell Primary School | 2518 | ACTIVE
MSA-DOES | PES2179 | Gutter, Downpipe & Roof | Gutters, Downpipes & Roofs | f8daa8c7-d7e4-ed11-8847-0022489339ad | Gosnell Primary School | 2518 | ACTIVE
MSA-DOES | PES2180 | Irrigation - Tank Outlet - Inspection, Service and Report | Irrigation: Tank | 6ecea7c8-d7e4-ed11-8847-000d3acb5309 | Gosnell Primary School | 2518 | ACTIVE
MSA-DOES | PES2181 | Play Ground Equipment Inc. Nature Play | Sport Court & Playground Equipment inc Natureplay | 92dcabc5-d7e4-ed11-8847-0022481170b3 | Gosnell Primary School | 2518 | ACTIVE
MSA-DOES | PES2182 | Residual Current Device / RCD | Residual Current Devices (RCD) | 73cea7c8-d7e4-ed11-8847-000d3acb5309 | Gosnell Primary School | 2518 | ACTIVE
MSA-DOES | PES2183 | Testing & Tagging | Testing & Tagging | dba9f4c6-d7e4-ed11-8847-002248117628 | Gosnell Primary School | 2518 | ACTIVE
MSA-DOES | PES2184 | Fire Extinguisher | Fire Extinguisher | 63cea7c8-d7e4-ed11-8847-000d3acb5309 | Gosnell Primary School | 2518 | ACTIVE
MSA-DOES | PES2185 | Fire Blanket | Fire Blanket | f5daa8c7-d7e4-ed11-8847-0022489339ad | Gosnell Primary School | 2518 | ACTIVE
MSA-DOES | PES2186 | Pest Control | Pest Control | 68cea7c8-d7e4-ed11-8847-000d3acb5309 | Gosnell Primary School | 2518 | ACTIVE
MSA-DOES | PES2187 | Fall Protection System | Fall Protection System | 8cdcabc5-d7e4-ed11-8847-0022481170b3 | Gosnell Primary School | 2518 | ACTIVE
MSA-DOES | PES4146 | Solar Panel | Solar Electric System | 6acea7c8-d7e4-ed11-8847-000d3acb5309 | Gosnell Primary School | 2518 | ACTIVE
MSA-DOES | PES4885 | Thermostatic Mixing Valve | Thermostatic Mixing Valve | 12dba8c7-d7e4-ed11-8847-0022489339ad | Gosnell Primary School | 2518 | ACTIVE
MSA-DOES | PES5055 | NO POLES ON SITE External Lighting Pole - Inspection & Reporting (inc Photo) | Lighting Poles: External | 69cea7c8-d7e4-ed11-8847-000d3acb5309 | Gosnell Primary School | 2518 | INACTIVE
MSA-DOES | PES5514 | Emergency Eye Wash | Emergency Eye Wash / Safety Shower | 6dcea7c8-d7e4-ed11-8847-000d3acb5309 | Gosnell Primary School | 2518 | ACTIVE
MSA-DOES | PES5863 | Ga Appliance | Gas Appliance | 70cea7c8-d7e4-ed11-8847-000d3acb5309 | Gosnell Primary School | 2518 | ACTIVE
MSA-DOES | PES6340 | Hot Water System: Ga & Electric | Hot Water Unit: Gas & Electric | d8a9f4c6-d7e4-ed11-8847-002248117628 | Gosnell Primary School | 2518 | ACTIVE
MSA-DOES | PES6886 | Air Conditioning: Split | Air Conditioning: Split | 86dcabc5-d7e4-ed11-8847-0022481170b3 | Gosnell Primary School | 2518 | ACTIVE
MSA-DOES | PES7045 | Boiling/Chilled Water Unit | Drinking Water Unit: Boiling / Chilled | 57cea7c8-d7e4-ed11-8847-000d3acb5309 | Gosnell Primary School | 2518 | ACTIVE
MSA-DOES | PES7095 | Irrigation: Bore | Irrigation: Bore | 8ddcabc5-d7e4-ed11-8847-0022481170b3 | Gosnell Primary School | 2518 | ACTIVE
MSA-DOES | PES2188 | Emergency & Exit Lighting | Emergency & Exit Lighting | 54cea7c8-d7e4-ed11-8847-000d3acb5309 | Greenfield Primary School | 4451 | ACTIVE
MSA-DOES | PES2189 | Air Conditioning: Evaporative Cooler | Air Conditioning: Evaporative Cooler | d3a9f4c6-d7e4-ed11-8847-002248117628 | Greenfield Primary School | 4451 | ACTIVE
MSA-DOES | PES2190 | Fire Break | Fire Break | 65cea7c8-d7e4-ed11-8847-000d3acb5309 | Greenfield Primary School | 4451 | ACTIVE
MSA-DOES | PES2191 | Ga Space Heating | Gas Space Heating | 8fdcabc5-d7e4-ed11-8847-0022481170b3 | Greenfield Primary School | 4451 | ACTIVE
MSA-DOES | PES2192 | Gutter, Downpipe & Roof | Gutters, Downpipes & Roofs | f8daa8c7-d7e4-ed11-8847-0022489339ad | Greenfield Primary School | 4451 | ACTIVE
MSA-DOES | PES2193 | Play Ground Equipment Inc. Nature Play | Sport Court & Playground Equipment inc Natureplay | 92dcabc5-d7e4-ed11-8847-0022481170b3 | Greenfield Primary School | 4451 | ACTIVE
MSA-DOES | PES2194 | Residual Current Device / RCD | Residual Current Devices (RCD) | 73cea7c8-d7e4-ed11-8847-000d3acb5309 | Greenfield Primary School | 4451 | ACTIVE
MSA-DOES | PES2195 | Solar Panel | Solar Electric System | 6acea7c8-d7e4-ed11-8847-000d3acb5309 | Greenfield Primary School | 4451 | ACTIVE
MSA-DOES | PES2196 | Testing & Tagging | Testing & Tagging | dba9f4c6-d7e4-ed11-8847-002248117628 | Greenfield Primary School | 4451 | ACTIVE
MSA-DOES | PES2197 | Fire Extinguisher | Fire Extinguisher | 63cea7c8-d7e4-ed11-8847-000d3acb5309 | Greenfield Primary School | 4451 | ACTIVE
MSA-DOES | PES2198 | Fire Hydrant | Fire Hydrant | f3daa8c7-d7e4-ed11-8847-0022489339ad | Greenfield Primary School | 4451 | ACTIVE
MSA-DOES | PES2199 | Fire Blanket | Fire Blanket | f5daa8c7-d7e4-ed11-8847-0022489339ad | Greenfield Primary School | 4451 | ACTIVE
MSA-DOES | PES2200 | INACTIVE AS PER MARIO RAPANARO REQUEST-Termite Inspection | Pest Control | 68cea7c8-d7e4-ed11-8847-000d3acb5309 | Greenfield Primary School | 4451 | INACTIVE
MSA-DOES | PES2201 | Fall Protection System | Fall Protection System | 8cdcabc5-d7e4-ed11-8847-0022481170b3 | Greenfield Primary School | 4451 | ACTIVE
MSA-DOES | PES4701 | Fire Hydrant | Fire Hydrant | f3daa8c7-d7e4-ed11-8847-0022489339ad | Greenfield Primary School | 4451 | ACTIVE
MSA-DOES | PES4755 | Thermostatic Mixing Valve | Thermostatic Mixing Valve | 12dba8c7-d7e4-ed11-8847-0022489339ad | Greenfield Primary School | 4451 | ACTIVE
MSA-DOES | PES5056 | Lighting Pole | Lighting Poles: External | 69cea7c8-d7e4-ed11-8847-000d3acb5309 | Greenfield Primary School | 4451 | ACTIVE
MSA-DOES | PES5674 | INACTIVE NO GAS APPLIANCE-Ga Appliance - Inspection, Testing & Report | Gas Appliance | 70cea7c8-d7e4-ed11-8847-000d3acb5309 | Greenfield Primary School | 4451 | INACTIVE
MSA-DOES | PES6503 | Boiling/Chilled Water Unit | Drinking Water Unit: Boiling / Chilled | 57cea7c8-d7e4-ed11-8847-000d3acb5309 | Greenfield Primary School | 4451 | ACTIVE
MSA-DOES | PES6504 | Hot Water System: Ga & Electric | Hot Water Unit: Gas & Electric | d8a9f4c6-d7e4-ed11-8847-002248117628 | Greenfield Primary School | 4451 | ACTIVE
MSA-DOES | PES7066 | Backflow Prevention Valve | Backflow Prevention Valve | e9daa8c7-d7e4-ed11-8847-0022489339ad | Greenfield Primary School | 4451 | ACTIVE
MSA-DOES | PES2202 | Backflow Prevention Valve | Backflow Prevention Valve | e9daa8c7-d7e4-ed11-8847-0022489339ad | Groveland Primary School | 2602 | ACTIVE
MSA-DOES | PES2203 | Emergency & Exit Lighting | Emergency & Exit Lighting | 54cea7c8-d7e4-ed11-8847-000d3acb5309 | Groveland Primary School | 2602 | ACTIVE
MSA-DOES | PES2204 | Air Conditioning: Evaporative Cooler | Air Conditioning: Evaporative Cooler | d3a9f4c6-d7e4-ed11-8847-002248117628 | Groveland Primary School | 2602 | ACTIVE
MSA-DOES | PES2205 | Ga Space Heating | Gas Space Heating | 8fdcabc5-d7e4-ed11-8847-0022481170b3 | Groveland Primary School | 2602 | ACTIVE
MSA-DOES | PES2206 | Gutter, Downpipe & Roof | Gutters, Downpipes & Roofs | f8daa8c7-d7e4-ed11-8847-0022489339ad | Groveland Primary School | 2602 | ACTIVE
MSA-DOES | PES2207 | Play Ground Equipment | Sport Court & Playground Equipment | 67cea7c8-d7e4-ed11-8847-000d3acb5309 | Groveland Primary School | 2602 | ACTIVE
MSA-DOES | PES2208 | Residual Current Device / RCD | Residual Current Devices (RCD) | 73cea7c8-d7e4-ed11-8847-000d3acb5309 | Groveland Primary School | 2602 | ACTIVE
MSA-DOES | PES2209 | Testing & Tagging | Testing & Tagging | dba9f4c6-d7e4-ed11-8847-002248117628 | Groveland Primary School | 2602 | ACTIVE
MSA-DOES | PES2210 | Fire Extinguisher | Fire Extinguisher | 63cea7c8-d7e4-ed11-8847-000d3acb5309 | Groveland Primary School | 2602 | ACTIVE
MSA-DOES | PES2211 | Fire Blanket | Fire Blanket | f5daa8c7-d7e4-ed11-8847-0022489339ad | Groveland Primary School | 2602 | ACTIVE
MSA-DOES | PES2212 | Pest Control | Pest Control | 68cea7c8-d7e4-ed11-8847-000d3acb5309 | Groveland Primary School | 2602 | ACTIVE
MSA-DOES | PES2213 | Fall Protection System | Fall Protection System | 8cdcabc5-d7e4-ed11-8847-0022481170b3 | Groveland Primary School | 2602 | ACTIVE
MSA-DOES | PES4361 | Thermostatic Mixing Valve | Thermostatic Mixing Valve | 12dba8c7-d7e4-ed11-8847-0022489339ad | Groveland Primary School | 2602 | ACTIVE
MSA-DOES | PES4893 | Emergency Eye Wash | Emergency Eye Wash / Safety Shower | 6dcea7c8-d7e4-ed11-8847-000d3acb5309 | Groveland Primary School | 2602 | ACTIVE
MSA-DOES | PES5057 | Lighting Pole | Lighting Poles: External | 69cea7c8-d7e4-ed11-8847-000d3acb5309 | Groveland Primary School | 2602 | ACTIVE
MSA-DOES | PES5857 | Tempering Valve | Tempering Valve | 74cea7c8-d7e4-ed11-8847-000d3acb5309 | Groveland Primary School | 2602 | ACTIVE
MSA-DOES | PES6170 | Hot Water System: Ga & Electric | Hot Water Unit: Gas & Electric | d8a9f4c6-d7e4-ed11-8847-002248117628 | Groveland Primary School | 2602 | ACTIVE
MSA-DOES | PES7047 | Boiling/Chilled Water Unit | Drinking Water Unit: Boiling / Chilled | 57cea7c8-d7e4-ed11-8847-000d3acb5309 | Groveland Primary School | 2602 | ACTIVE
MSA-DOES | PES2214 | Backflow Prevention Valve | Backflow Prevention Valve | e9daa8c7-d7e4-ed11-8847-0022489339ad | Gwynne Park Primary School | 2599 | ACTIVE
MSA-DOES | PES2215 | Emergency & Exit Lighting | Emergency & Exit Lighting | 54cea7c8-d7e4-ed11-8847-000d3acb5309 | Gwynne Park Primary School | 2599 | ACTIVE
MSA-DOES | PES2216 | Air Conditioning: Evaporative Cooler | Air Conditioning: Evaporative Cooler | d3a9f4c6-d7e4-ed11-8847-002248117628 | Gwynne Park Primary School | 2599 | ACTIVE
MSA-DOES | PES2217 | Ga Space Heating | Gas Space Heating | 8fdcabc5-d7e4-ed11-8847-0022481170b3 | Gwynne Park Primary School | 2599 | ACTIVE
MSA-DOES | PES2218 | Gutter, Downpipe & Roof | Gutters, Downpipes & Roofs | f8daa8c7-d7e4-ed11-8847-0022489339ad | Gwynne Park Primary School | 2599 | ACTIVE
MSA-DOES | PES2219 | Play Ground Equipment Inc. Nature Play | Sport Court & Playground Equipment inc Natureplay | 92dcabc5-d7e4-ed11-8847-0022481170b3 | Gwynne Park Primary School | 2599 | ACTIVE
MSA-DOES | PES2220 | Residual Current Device / RCD | Residual Current Devices (RCD) | 73cea7c8-d7e4-ed11-8847-000d3acb5309 | Gwynne Park Primary School | 2599 | ACTIVE
MSA-DOES | PES2221 | Testing & Tagging | Testing & Tagging | dba9f4c6-d7e4-ed11-8847-002248117628 | Gwynne Park Primary School | 2599 | ACTIVE
MSA-DOES | PES2222 | Fire Extinguisher | Fire Extinguisher | 63cea7c8-d7e4-ed11-8847-000d3acb5309 | Gwynne Park Primary School | 2599 | ACTIVE
MSA-DOES | PES2223 | Fire Blanket | Fire Blanket | f5daa8c7-d7e4-ed11-8847-0022489339ad | Gwynne Park Primary School | 2599 | ACTIVE
MSA-DOES | PES2224 | INACTIVE AS PER MARIO RAPANARO REQUEST-Termite Inspection | Pest Control | 68cea7c8-d7e4-ed11-8847-000d3acb5309 | Gwynne Park Primary School | 2599 | INACTIVE
MSA-DOES | PES2225 | Fall Protection System | Fall Protection System | 8cdcabc5-d7e4-ed11-8847-0022481170b3 | Gwynne Park Primary School | 2599 | ACTIVE
MSA-DOES | PES4147 | Solar Panel | Solar Electric System | 6acea7c8-d7e4-ed11-8847-000d3acb5309 | Gwynne Park Primary School | 2599 | ACTIVE
MSA-DOES | PES4369 | Thermostatic Mixing Valve | Thermostatic Mixing Valve | 12dba8c7-d7e4-ed11-8847-0022489339ad | Gwynne Park Primary School | 2599 | ACTIVE
MSA-DOES | PES4903 | Emergency Eye Wash | Emergency Eye Wash / Safety Shower | 6dcea7c8-d7e4-ed11-8847-000d3acb5309 | Gwynne Park Primary School | 2599 | ACTIVE
MSA-DOES | PES5058 | Lighting Pole | Lighting Poles: External | 69cea7c8-d7e4-ed11-8847-000d3acb5309 | Gwynne Park Primary School | 2599 | ACTIVE
MSA-DOES | PES5538 | Tempering Valve | Tempering Valve | 74cea7c8-d7e4-ed11-8847-000d3acb5309 | Gwynne Park Primary School | 2599 | ACTIVE
MSA-DOES | PES5727 | Drinking Water Unit: Filtered | Drinking Water Unit: Boiling / Chilled | 57cea7c8-d7e4-ed11-8847-000d3acb5309 | Gwynne Park Primary School | 2599 | ACTIVE
MSA-DOES | PES5870 | Ga Appliance | Gas Appliance | 70cea7c8-d7e4-ed11-8847-000d3acb5309 | Gwynne Park Primary School | 2599 | ACTIVE
MSA-DOES | PES6402 | Hot Water System: Ga & Electric | Hot Water Unit: Gas & Electric | d8a9f4c6-d7e4-ed11-8847-002248117628 | Gwynne Park Primary School | 2599 | ACTIVE
MSA-DOES | PES2226 | Backflow Prevention Valve | Backflow Prevention Valve | e9daa8c7-d7e4-ed11-8847-0022489339ad | Hall Head College | 6683 | ACTIVE
MSA-DOES | PES2227 | Emergency & Exit Lighting | Emergency & Exit Lighting | 54cea7c8-d7e4-ed11-8847-000d3acb5309 | Hall Head College | 6683 | ACTIVE
MSA-DOES | PES2228 | Fume Cupboard | Fume Cupboards | f7daa8c7-d7e4-ed11-8847-0022489339ad | Hall Head College | 6683 | ACTIVE
MSA-DOES | PES2229 | Ga Space Heating | Gas Space Heating | 8fdcabc5-d7e4-ed11-8847-0022481170b3 | Hall Head College | 6683 | ACTIVE
MSA-DOES | PES2230 | Gutter, Downpipe & Roof | Gutters, Downpipes & Roofs | f8daa8c7-d7e4-ed11-8847-0022489339ad | Hall Head College | 6683 | ACTIVE
MSA-DOES | PES2231 | Grease Trap: | Grease Trap: | fadaa8c7-d7e4-ed11-8847-0022489339ad | Hall Head College | 6683 | ACTIVE
MSA-DOES | PES2233 | Grease Trap: | Grease Trap: | fadaa8c7-d7e4-ed11-8847-0022489339ad | Hall Head College | 6683 | ACTIVE
MSA-DOES | PES2234 | Oil Pit | Pit: | 72cea7c8-d7e4-ed11-8847-000d3acb5309 | Hall Head College | 6683 | ACTIVE
MSA-DOES | PES2235 | Residual Current Device / RCD | Residual Current Devices (RCD) | 73cea7c8-d7e4-ed11-8847-000d3acb5309 | Hall Head College | 6683 | ACTIVE
MSA-DOES | PES2236 | Solar Panel | Solar Electric System | 6acea7c8-d7e4-ed11-8847-000d3acb5309 | Hall Head College | 6683 | ACTIVE
MSA-DOES | PES2237 | Testing & Tagging | Testing & Tagging | dba9f4c6-d7e4-ed11-8847-002248117628 | Hall Head College | 6683 | ACTIVE
MSA-DOES | PES2238 | Fire Alarm System / FIP | Fire Alarm System (FIP) | f1daa8c7-d7e4-ed11-8847-0022489339ad | Hall Head College | 6683 | ACTIVE
MSA-DOES | PES2239 | Fire Extinguisher | Fire Extinguisher | 63cea7c8-d7e4-ed11-8847-000d3acb5309 | Hall Head College | 6683 | ACTIVE
MSA-DOES | PES2240 | Fire Hydrant | Fire Hydrant | f3daa8c7-d7e4-ed11-8847-0022489339ad | Hall Head College | 6683 | ACTIVE
MSA-DOES | PES2241 | Fire Hose Reel | Fire Hose Reel | f4daa8c7-d7e4-ed11-8847-0022489339ad | Hall Head College | 6683 | ACTIVE
MSA-DOES | PES2242 | Fire Blanket | Fire Blanket | f5daa8c7-d7e4-ed11-8847-0022489339ad | Hall Head College | 6683 | ACTIVE
MSA-DOES | PES2243 | Air Conditioning: Evaporative Cooler | Air Conditioning: Evaporative Cooler | d3a9f4c6-d7e4-ed11-8847-002248117628 | Hall Head College | 6683 | ACTIVE
MSA-DOES | PES2244 | INACTIVE AS PER MARIO RAPANARO REQUEST-Termite Inspection | Pest Control | 68cea7c8-d7e4-ed11-8847-000d3acb5309 | Hall Head College | 6683 | INACTIVE
MSA-DOES | PES2245 | Fall Protection System | Fall Protection System | 8cdcabc5-d7e4-ed11-8847-0022481170b3 | Hall Head College | 6683 | ACTIVE
MSA-DOES | PES4214 | Lift | Lift: Passenger | 5dcea7c8-d7e4-ed11-8847-000d3acb5309 | Hall Head College | 6683 | ACTIVE
MSA-DOES | PES4293 | Design & Technology: Fixed Equipment | Design & Technology: Fixed Equipment | 53cea7c8-d7e4-ed11-8847-000d3acb5309 | Hall Head College | 6683 | ACTIVE
MSA-DOES | PES4328 | Fire Hydrant Booster Connection | Fire Hydrant Booster Connection | 5fcea7c8-d7e4-ed11-8847-000d3acb5309 | Hall Head College | 6683 | ACTIVE
MSA-DOES | PES4356 | Compressor: | Air Compressor | d1a9f4c6-d7e4-ed11-8847-002248117628 | Hall Head College | 6683 | ACTIVE
MSA-DOES | PES4461 | Ga Evaporative Cooler (Block5,6 &7) - Inspection, Service & Report | Air Conditioning: Evaporative Cooler | d3a9f4c6-d7e4-ed11-8847-002248117628 | Hall Head College | 6683 | ACTIVE
MSA-DOES | PES4528 | PAC: Lighting System | PAC: | ffdaa8c7-d7e4-ed11-8847-0022489339ad | Hall Head College | 6683 | ACTIVE
MSA-DOES | PES4554 | PAC: Staging System | PAC: | ffdaa8c7-d7e4-ed11-8847-0022489339ad | Hall Head College | 6683 | ACTIVE
MSA-DOES | PES4578 | PAC: Curtain | PAC: | ffdaa8c7-d7e4-ed11-8847-0022489339ad | Hall Head College | 6683 | ACTIVE
MSA-DOES | PES4607 | PAC: Audio System | PAC: | ffdaa8c7-d7e4-ed11-8847-0022489339ad | Hall Head College | 6683 | ACTIVE
MSA-DOES | PES4642 | PAC: Lighting Grid / Bar | PAC: | ffdaa8c7-d7e4-ed11-8847-0022489339ad | Hall Head College | 6683 | ACTIVE
MSA-DOES | PES4702 | Fire Hydrant | Fire Hydrant | f3daa8c7-d7e4-ed11-8847-0022489339ad | Hall Head College | 6683 | ACTIVE
MSA-DOES | PES4802 | Emergency Eye Wash | Emergency Eye Wash / Safety Shower | 6dcea7c8-d7e4-ed11-8847-000d3acb5309 | Hall Head College | 6683 | ACTIVE
MSA-DOES | PES5059 | Lighting Pole | Lighting Poles: External | 69cea7c8-d7e4-ed11-8847-000d3acb5309 | Hall Head College | 6683 | ACTIVE
MSA-DOES | PES5233 | Extraction: Dust | Extraction System: Saw Dust | 61cea7c8-d7e4-ed11-8847-000d3acb5309 | Hall Head College | 6683 | ACTIVE
MSA-DOES | PES5368 | Tempering Valve | Tempering Valve | 74cea7c8-d7e4-ed11-8847-000d3acb5309 | Hall Head College | 6683 | ACTIVE
MSA-DOES | PES5587 | Fire Detection: Smoke / Heat | Fire Detection: Smoke / Heat | 58cea7c8-d7e4-ed11-8847-000d3acb5309 | Hall Head College | 6683 | ACTIVE
MSA-DOES | PES5588 | Manual Call Point / MCP | Manual Call Points (MCP) | 96dcabc5-d7e4-ed11-8847-0022481170b3 | Hall Head College | 6683 | ACTIVE
MSA-DOES | PES5675 | Ga Appliance | Gas Appliance | 70cea7c8-d7e4-ed11-8847-000d3acb5309 | Hall Head College | 6683 | ACTIVE
MSA-DOES | PES5752 | Fire Hydrant | Fire Hydrant | f3daa8c7-d7e4-ed11-8847-0022489339ad | Hall Head College | 6683 | ACTIVE
MSA-DOES | PES5963 | Dangerou Good Safety Storage Cabinet | Dangerous Goods Safety Storage Cabinets | eedaa8c7-d7e4-ed11-8847-0022489339ad | Hall Head College | 6683 | ACTIVE
MSA-DOES | PES6043 | Wind Turbine - Inspection, Testing & Report | Wind Turbine | 97dcabc5-d7e4-ed11-8847-0022481170b3 | Hall Head College | 6683 | ACTIVE
MSA-DOES | PES6070 | Thermostatic Mixing Valve | Thermostatic Mixing Valve | 12dba8c7-d7e4-ed11-8847-0022489339ad | Hall Head College | 6683 | ACTIVE
MSA-DOES | PES6386 | Lift: Monitoring Service | Lift: Passenger | 5dcea7c8-d7e4-ed11-8847-000d3acb5309 | Hall Head College | 6683 | ACTIVE
MSA-DOES | PES6502 | Boiling/Chilled Water Unit | Drinking Water Unit: Boiling / Chilled | 57cea7c8-d7e4-ed11-8847-000d3acb5309 | Hall Head College | 6683 | ACTIVE
MSA-DOES | PES6844 | Hot Water System: Ga & Electric | Hot Water Unit: Gas & Electric | d8a9f4c6-d7e4-ed11-8847-002248117628 | Hall Head College | 6683 | ACTIVE
MSA-DOES | PES7012 | Design & Technology: Reticulated Ga Welding System | Design & Technology: Portable Gas Welding System | 8adcabc5-d7e4-ed11-8847-0022481170b3 | Hall Head College | 6683 | ACTIVE
MSA-DOES | PES7173 | Gate: Manual | Gate: | 66cea7c8-d7e4-ed11-8847-000d3acb5309 | Hall Head College | 6683 | ACTIVE
MSA-DOES | PES2246 | Emergency & Exit Lighting | Emergency & Exit Lighting | 54cea7c8-d7e4-ed11-8847-000d3acb5309 | Hall Head Primary School | 5470 | ACTIVE
MSA-DOES | PES2247 | Air Conditioning: Evaporative Cooler | Air Conditioning: Evaporative Cooler | d3a9f4c6-d7e4-ed11-8847-002248117628 | Hall Head Primary School | 5470 | ACTIVE
MSA-DOES | PES2248 | Ga Space Heating | Gas Space Heating | 8fdcabc5-d7e4-ed11-8847-0022481170b3 | Hall Head Primary School | 5470 | ACTIVE
MSA-DOES | PES2249 | Gutter, Downpipe & Roof | Gutters, Downpipes & Roofs | f8daa8c7-d7e4-ed11-8847-0022489339ad | Hall Head Primary School | 5470 | ACTIVE
MSA-DOES | PES2250 | Play Ground Equipment | Sport Court & Playground Equipment | 67cea7c8-d7e4-ed11-8847-000d3acb5309 | Hall Head Primary School | 5470 | ACTIVE
MSA-DOES | PES2251 | Residual Current Device / RCD | Residual Current Devices (RCD) | 73cea7c8-d7e4-ed11-8847-000d3acb5309 | Hall Head Primary School | 5470 | ACTIVE
MSA-DOES | PES2252 | Solar Panel | Solar Electric System | 6acea7c8-d7e4-ed11-8847-000d3acb5309 | Hall Head Primary School | 5470 | ACTIVE
MSA-DOES | PES2253 | Testing & Tagging | Testing & Tagging | dba9f4c6-d7e4-ed11-8847-002248117628 | Hall Head Primary School | 5470 | ACTIVE
MSA-DOES | PES2254 | Fire Extinguisher | Fire Extinguisher | 63cea7c8-d7e4-ed11-8847-000d3acb5309 | Hall Head Primary School | 5470 | ACTIVE
MSA-DOES | PES2255 | Fire Hydrant | Fire Hydrant | f3daa8c7-d7e4-ed11-8847-0022489339ad | Hall Head Primary School | 5470 | ACTIVE
MSA-DOES | PES2256 | Fire Blanket | Fire Blanket | f5daa8c7-d7e4-ed11-8847-0022489339ad | Hall Head Primary School | 5470 | ACTIVE
MSA-DOES | PES2257 | INACTIVE AS PER MARIO RAPANARO REQUEST-Termite Inspection | Pest Control | 68cea7c8-d7e4-ed11-8847-000d3acb5309 | Hall Head Primary School | 5470 | INACTIVE
MSA-DOES | PES2258 | Fall Protection System | Fall Protection System | 8cdcabc5-d7e4-ed11-8847-0022481170b3 | Hall Head Primary School | 5470 | ACTIVE
MSA-DOES | PES4703 | Fire Hydrant | Fire Hydrant | f3daa8c7-d7e4-ed11-8847-0022489339ad | Hall Head Primary School | 5470 | ACTIVE
MSA-DOES | PES4756 | Thermostatic Mixing Valve | Thermostatic Mixing Valve | 12dba8c7-d7e4-ed11-8847-0022489339ad | Hall Head Primary School | 5470 | ACTIVE
MSA-DOES | PES4807 | Backflow Prevention Valve | Backflow Prevention Valve | e9daa8c7-d7e4-ed11-8847-0022489339ad | Hall Head Primary School | 5470 | ACTIVE
MSA-DOES | PES5060 | Lighting Pole | Lighting Poles: External | 69cea7c8-d7e4-ed11-8847-000d3acb5309 | Hall Head Primary School | 5470 | ACTIVE
MSA-DOES | PES5521 | Fire Hydrant | Fire Hydrant | f3daa8c7-d7e4-ed11-8847-0022489339ad | Hall Head Primary School | 5470 | ACTIVE
MSA-DOES | PES5676 | NO ASSETS ONSITE - Ga Appliance - Inspection, Testing & Report | Gas Appliance | 70cea7c8-d7e4-ed11-8847-000d3acb5309 | Hall Head Primary School | 5470 | INACTIVE
MSA-DOES | PES6521 | Hot Water System: Ga & Electric | Hot Water Unit: Gas & Electric | d8a9f4c6-d7e4-ed11-8847-002248117628 | Hall Head Primary School | 5470 | ACTIVE
MSA-DOES | PES6892 | Boiling/Chilled Water Unit | Drinking Water Unit: Boiling / Chilled | 57cea7c8-d7e4-ed11-8847-000d3acb5309 | Hall Head Primary School | 5470 | ACTIVE
MSA-DOES | PES2259 | NO LONGER MANAGED BY PFM-Emergency & Exit Lighting - Inspection & Testing | Emergency & Exit Lighting | 54cea7c8-d7e4-ed11-8847-000d3acb5309 | Hamilton Hill Senior High School | 1643 | INACTIVE
MSA-DOES | PES2260 | NO LONGER MANAGE BY PFM-Evaporative Cooler - Inspection, Service & Report | Air Conditioning: Evaporative Cooler | d3a9f4c6-d7e4-ed11-8847-002248117628 | Hamilton Hill Senior High School | 1643 | INACTIVE
MSA-DOES | PES2261 | NO LONGER MANAGED BY PFM-Fire Break - Clearing & Report | Fire Break | 65cea7c8-d7e4-ed11-8847-000d3acb5309 | Hamilton Hill Senior High School | 1643 | INACTIVE
MSA-DOES | PES2262 | NO LONGER MANAGED BY PFM-Fixed Gym Equipment - Inspection, Report & Routine Maintenance | Gym Equipment : Fixed | 5ecea7c8-d7e4-ed11-8847-000d3acb5309 | Hamilton Hill Senior High School | 1643 | INACTIVE
MSA-DOES | PES2263 | NO LONGER MANAGED BY PFM-Fume Cupboard - Inspection, Service & Certification | Fume Cupboards | f7daa8c7-d7e4-ed11-8847-0022489339ad | Hamilton Hill Senior High School | 1643 | INACTIVE
MSA-DOES | PES2264 | NO LONGER MANAGED BY PFM-Ga Space Heating - Inspection, Service & Report | Gas Space Heating | 8fdcabc5-d7e4-ed11-8847-0022481170b3 | Hamilton Hill Senior High School | 1643 | INACTIVE
MSA-DOES | PES2265 | NO LONGER MANAGED BY PFM-Gutter - Inspection & Cleaning | Gutters, Downpipes & Roofs | f8daa8c7-d7e4-ed11-8847-0022489339ad | Hamilton Hill Senior High School | 1643 | INACTIVE
MSA-DOES | PES2267 | NO LONGER MANAGED BY PFM-Manual Art Equipment - Inspection, Service & Report | Design & Technology: Fixed Equipment | 53cea7c8-d7e4-ed11-8847-000d3acb5309 | Hamilton Hill Senior High School | 1643 | INACTIVE
MSA-DOES | PES2268 | NO LONGER MANAGED BY PFM-RCD - Testing & Inspection | Residual Current Devices (RCD) | 73cea7c8-d7e4-ed11-8847-000d3acb5309 | Hamilton Hill Senior High School | 1643 | INACTIVE
MSA-DOES | PES2269 | NO LONGER MANAGED BY PFM-Swimming Pool - Inspection, Service & Report | Swimming Pool | 09dba8c7-d7e4-ed11-8847-0022489339ad | Hamilton Hill Senior High School | 1643 | INACTIVE
MSA-DOES | PES2270 | NO LONGER MANAGED BY PFM-Thermostatic Mixing Valve - Inspection, Service & Report | Thermostatic Mixing Valve | 12dba8c7-d7e4-ed11-8847-0022489339ad | Hamilton Hill Senior High School | 1643 | INACTIVE
MSA-DOES | PES2271 | NO LONGER MANAGED BY PFM-Testing & Tagging - Portable Electrical Equipment | Testing & Tagging | dba9f4c6-d7e4-ed11-8847-002248117628 | Hamilton Hill Senior High School | 1643 | INACTIVE
MSA-DOES | PES2272 | NO LONGER MANAGED BY PFM-Fire Extinguisher - Inspection, Service & Report | Fire Extinguisher | 63cea7c8-d7e4-ed11-8847-000d3acb5309 | Hamilton Hill Senior High School | 1643 | INACTIVE
MSA-DOES | PES2273 | NO LONGER MANAGED BY PFM-Fire Hydrant - Inspection, Service & Report | Fire Hydrant | f3daa8c7-d7e4-ed11-8847-0022489339ad | Hamilton Hill Senior High School | 1643 | INACTIVE
MSA-DOES | PES2274 | NO LONGER MANAGED BY PFM-Fire Hose Reel - Inspection, Service & Report | Fire Hose Reel | f4daa8c7-d7e4-ed11-8847-0022489339ad | Hamilton Hill Senior High School | 1643 | INACTIVE
MSA-DOES | PES2275 | NO LONGER MANAGED BY PFM-Fire Blanket - Inspection & Report | Fire Blanket | f5daa8c7-d7e4-ed11-8847-0022489339ad | Hamilton Hill Senior High School | 1643 | INACTIVE
MSA-DOES | PES2276 | NO LONGER MANAGED BY PFM-Termite Inspection | Pest Control | 68cea7c8-d7e4-ed11-8847-000d3acb5309 | Hamilton Hill Senior High School | 1643 | INACTIVE
MSA-DOES | PES2277 | NO LONGER MANAGED BY PFM-Fall Protection System - Inspection, Test & Re-Certification | Fall Protection System | 8cdcabc5-d7e4-ed11-8847-0022481170b3 | Hamilton Hill Senior High School | 1643 | INACTIVE
MSA-DOES | PES4148 | NO LONGER MANAGED BY PFM-Solar Electric System - Mode 1 - Inspection, Testing & Report | Solar Electric System | 6acea7c8-d7e4-ed11-8847-000d3acb5309 | Hamilton Hill Senior High School | 1643 | INACTIVE
MSA-DOES | PES4398 | NO LONGER MANAGED BY PFM-Fire Hydrant Flow Test | Fire Hydrant | f3daa8c7-d7e4-ed11-8847-0022489339ad | Hamilton Hill Senior High School | 1643 | INACTIVE
MSA-DOES | PES4471 | NO LONGER MANAGED BY PFM-Backflow Prevention Valve - Inspection, Report and Certification | Backflow Prevention Valve | e9daa8c7-d7e4-ed11-8847-0022489339ad | Hamilton Hill Senior High School | 1643 | INACTIVE
MSA-DOES | PES4472 | NO LONGER MANAGED BY PFM-Emergency Shower & Eye Wash Basin - Inspection, Service & Report | Emergency Eye Wash / Safety Shower | 6dcea7c8-d7e4-ed11-8847-000d3acb5309 | Hamilton Hill Senior High School | 1643 | INACTIVE
MSA-DOES | PES4529 | NO LONGER MANAGED BY PFM-Lighting System - Inspection, Test & Report | PAC: | ffdaa8c7-d7e4-ed11-8847-0022489339ad | Hamilton Hill Senior High School | 1643 | INACTIVE
MSA-DOES | PES4555 | NO LONGER MANAGED BY PFM-Staging System - Inspection, Test & Report | PAC: | ffdaa8c7-d7e4-ed11-8847-0022489339ad | Hamilton Hill Senior High School | 1643 | INACTIVE
MSA-DOES | PES4579 | NO LONGER MANAGED BY PFM-Curtain - Inspection & Report | PAC: | ffdaa8c7-d7e4-ed11-8847-0022489339ad | Hamilton Hill Senior High School | 1643 | INACTIVE
MSA-DOES | PES4608 | NO LONGER MANAGED BY PFM-Audio System - Inspection, Test & Report | PAC: | ffdaa8c7-d7e4-ed11-8847-0022489339ad | Hamilton Hill Senior High School | 1643 | INACTIVE
MSA-DOES | PES4643 | NO LONGER MANAGED BY PFM-Lighting Grid/Bar - Inspection, Service & Report | PAC: | ffdaa8c7-d7e4-ed11-8847-0022489339ad | Hamilton Hill Senior High School | 1643 | INACTIVE
MSA-DOES | PES2278 | Backflow Prevention Valve | Backflow Prevention Valve | e9daa8c7-d7e4-ed11-8847-0022489339ad | Hammond Park Primary School | 8954 | ACTIVE
MSA-DOES | PES2279 | Emergency & Exit Lighting | Emergency & Exit Lighting | 54cea7c8-d7e4-ed11-8847-000d3acb5309 | Hammond Park Primary School | 8954 | ACTIVE
MSA-DOES | PES2280 | Fall Protection System | Fall Protection System | 8cdcabc5-d7e4-ed11-8847-0022481170b3 | Hammond Park Primary School | 8954 | ACTIVE
MSA-DOES | PES2281 | Play Ground Equipment | Sport Court & Playground Equipment | 67cea7c8-d7e4-ed11-8847-000d3acb5309 | Hammond Park Primary School | 8954 | ACTIVE
MSA-DOES | PES2282 | Gutter, Downpipe & Roof | Gutters, Downpipes & Roofs | f8daa8c7-d7e4-ed11-8847-0022489339ad | Hammond Park Primary School | 8954 | ACTIVE
MSA-DOES | PES2283 | Grease Trap: | Grease Trap: | fadaa8c7-d7e4-ed11-8847-0022489339ad | Hammond Park Primary School | 8954 | ACTIVE
MSA-DOES | PES2284 | Residual Current Device / RCD | Residual Current Devices (RCD) | 73cea7c8-d7e4-ed11-8847-000d3acb5309 | Hammond Park Primary School | 8954 | ACTIVE
MSA-DOES | PES2285 | Testing & Tagging | Testing & Tagging | dba9f4c6-d7e4-ed11-8847-002248117628 | Hammond Park Primary School | 8954 | ACTIVE
MSA-DOES | PES2286 | Fire Extinguisher | Fire Extinguisher | 63cea7c8-d7e4-ed11-8847-000d3acb5309 | Hammond Park Primary School | 8954 | ACTIVE
MSA-DOES | PES2287 | Fire Hydrant | Fire Hydrant | f3daa8c7-d7e4-ed11-8847-0022489339ad | Hammond Park Primary School | 8954 | ACTIVE
MSA-DOES | PES2288 | Fire Blanket | Fire Blanket | f5daa8c7-d7e4-ed11-8847-0022489339ad | Hammond Park Primary School | 8954 | ACTIVE
MSA-DOES | PES2289 | INACTIVE AS PER MARIO RAPANARO REQUEST-Termite Inspection | Pest Control | 68cea7c8-d7e4-ed11-8847-000d3acb5309 | Hammond Park Primary School | 8954 | INACTIVE
MSA-DOES | PES4084 | Air Conditioning: Evaporative Cooler | Air Conditioning: Evaporative Cooler | d3a9f4c6-d7e4-ed11-8847-002248117628 | Hammond Park Primary School | 8954 | ACTIVE
MSA-DOES | PES4704 | Fire Hydrant | Fire Hydrant | f3daa8c7-d7e4-ed11-8847-0022489339ad | Hammond Park Primary School | 8954 | ACTIVE
MSA-DOES | PES4753 | Thermostatic Mixing Valve | Thermostatic Mixing Valve | 12dba8c7-d7e4-ed11-8847-0022489339ad | Hammond Park Primary School | 8954 | ACTIVE
MSA-DOES | PES5102 | Lighting Pole | Lighting Poles: External | 69cea7c8-d7e4-ed11-8847-000d3acb5309 | Hammond Park Primary School | 8954 | ACTIVE
MSA-DOES | PES5324 | Tempering Valve | Tempering Valve | 74cea7c8-d7e4-ed11-8847-000d3acb5309 | Hammond Park Primary School | 8954 | ACTIVE
MSA-DOES | PES5436 | Fire Hydrant | Fire Hydrant | f3daa8c7-d7e4-ed11-8847-0022489339ad | Hammond Park Primary School | 8954 | ACTIVE
MSA-DOES | PES5541 | Ga Space Heating | Gas Space Heating | 8fdcabc5-d7e4-ed11-8847-0022481170b3 | Hammond Park Primary School | 8954 | ACTIVE
MSA-DOES | PES5649 | Ga Appliance | Gas Appliance | 70cea7c8-d7e4-ed11-8847-000d3acb5309 | Hammond Park Primary School | 8954 | ACTIVE
MSA-DOES | PES6360 | Boiling/Chilled Water Unit | Drinking Water Unit: Boiling / Chilled | 57cea7c8-d7e4-ed11-8847-000d3acb5309 | Hammond Park Primary School | 8954 | ACTIVE
MSA-DOES | PES6694 | Hot Water System: Ga & Electric | Hot Water Unit: Gas & Electric | d8a9f4c6-d7e4-ed11-8847-002248117628 | Hammond Park Primary School | 8954 | ACTIVE
MSA-DOES | PES7040 | Effluent System | Sewerage Pumping Station | 55cea7c8-d7e4-ed11-8847-000d3acb5309 | Hammond Park Primary School | 8954 | ACTIVE
MSA-DOES | PES7189 | Air Conditioning: Split | Air Conditioning: Split | 86dcabc5-d7e4-ed11-8847-0022481170b3 | Hammond Park Primary School | 8954 | DRAFT
MSA-DOES | PES7199 | Spare - Air Conditioning: Split | Air Conditioning: Split | 86dcabc5-d7e4-ed11-8847-0022481170b3 | Hammond Park Primary School | 8954 | DRAFT
MSA-DOES | PES6536 | Backflow Prevention Valve | Backflow Prevention Valve | e9daa8c7-d7e4-ed11-8847-0022489339ad | Hammond Park Secondary College | 9924 | INACTIVE
MSA-DOES | PES2290 | Backflow Prevention Valve | Backflow Prevention Valve | e9daa8c7-d7e4-ed11-8847-0022489339ad | Harmony Primary School | 6909 | ACTIVE
MSA-DOES | PES2291 | Emergency & Exit Lighting | Emergency & Exit Lighting | 54cea7c8-d7e4-ed11-8847-000d3acb5309 | Harmony Primary School | 6909 | ACTIVE
MSA-DOES | PES2292 | Gutter, Downpipe & Roof | Gutters, Downpipes & Roofs | f8daa8c7-d7e4-ed11-8847-0022489339ad | Harmony Primary School | 6909 | ACTIVE
MSA-DOES | PES2293 | Play Ground Equipment | Sport Court & Playground Equipment | 67cea7c8-d7e4-ed11-8847-000d3acb5309 | Harmony Primary School | 6909 | ACTIVE
MSA-DOES | PES2294 | Residual Current Device / RCD | Residual Current Devices (RCD) | 73cea7c8-d7e4-ed11-8847-000d3acb5309 | Harmony Primary School | 6909 | ACTIVE
MSA-DOES | PES2295 | Solar Panel | Solar Electric System | 6acea7c8-d7e4-ed11-8847-000d3acb5309 | Harmony Primary School | 6909 | ACTIVE
MSA-DOES | PES2296 | Testing & Tagging | Testing & Tagging | dba9f4c6-d7e4-ed11-8847-002248117628 | Harmony Primary School | 6909 | ACTIVE
MSA-DOES | PES2297 | ON HOLD - Building Management System / BMS Control | Building Management System (BMS) | 51cea7c8-d7e4-ed11-8847-000d3acb5309 | Harmony Primary School | 6909 | INACTIVE
MSA-DOES | PES2298 | Fire Extinguisher | Fire Extinguisher | 63cea7c8-d7e4-ed11-8847-000d3acb5309 | Harmony Primary School | 6909 | ACTIVE
MSA-DOES | PES2299 | Fire Hydrant | Fire Hydrant | f3daa8c7-d7e4-ed11-8847-0022489339ad | Harmony Primary School | 6909 | ACTIVE
MSA-DOES | PES2300 | Fire Hydrant Booster Connection | Fire Hydrant Booster Connection | 5fcea7c8-d7e4-ed11-8847-000d3acb5309 | Harmony Primary School | 6909 | ACTIVE
MSA-DOES | PES2301 | Fire Blanket | Fire Blanket | f5daa8c7-d7e4-ed11-8847-0022489339ad | Harmony Primary School | 6909 | ACTIVE
MSA-DOES | PES2302 | INACTIVE AS PER MARIO RAPANARO REQUEST-Termite Inspection | Pest Control | 68cea7c8-d7e4-ed11-8847-000d3acb5309 | Harmony Primary School | 6909 | INACTIVE
MSA-DOES | PES2303 | Fall Protection System | Fall Protection System | 8cdcabc5-d7e4-ed11-8847-0022481170b3 | Harmony Primary School | 6909 | ACTIVE
MSA-DOES | PES4085 | Air Conditioning: Evaporative Cooler | Air Conditioning: Evaporative Cooler | d3a9f4c6-d7e4-ed11-8847-002248117628 | Harmony Primary School | 6909 | ACTIVE
MSA-DOES | PES4705 | Fire Hydrant | Fire Hydrant | f3daa8c7-d7e4-ed11-8847-0022489339ad | Harmony Primary School | 6909 | ACTIVE
MSA-DOES | PES5104 | Lighting Pole | Lighting Poles: External | 69cea7c8-d7e4-ed11-8847-000d3acb5309 | Harmony Primary School | 6909 | ACTIVE
MSA-DOES | PES5386 | Thermostatic Mixing Valve | Thermostatic Mixing Valve | 12dba8c7-d7e4-ed11-8847-0022489339ad | Harmony Primary School | 6909 | ACTIVE
MSA-DOES | PES5387 | Tempering Valve | Tempering Valve | 74cea7c8-d7e4-ed11-8847-000d3acb5309 | Harmony Primary School | 6909 | ACTIVE
MSA-DOES | PES5469 | Fire Hydrant Booster Connection | Fire Hydrant Booster Connection | 5fcea7c8-d7e4-ed11-8847-000d3acb5309 | Harmony Primary School | 6909 | ACTIVE
MSA-DOES | PES5470 | Fire Hydrant | Fire Hydrant | f3daa8c7-d7e4-ed11-8847-0022489339ad | Harmony Primary School | 6909 | ACTIVE
MSA-DOES | PES5540 | INACTIVE NO ASSETS ONSITE-Ga Space Heating - Inspection, Service & Report | Gas Space Heating | 8fdcabc5-d7e4-ed11-8847-0022481170b3 | Harmony Primary School | 6909 | INACTIVE
MSA-DOES | PES5698 | INACTIVE NO ASSETS ONSITE-Ga Appliance - Inspection, Testing & Report | Gas Appliance | 70cea7c8-d7e4-ed11-8847-000d3acb5309 | Harmony Primary School | 6909 | INACTIVE
MSA-DOES | PES6045 | Pest Control | Pest Control | 68cea7c8-d7e4-ed11-8847-000d3acb5309 | Harmony Primary School | 6909 | ACTIVE
MSA-DOES | PES6561 | Boiling/Chilled Water Unit | Drinking Water Unit: Boiling / Chilled | 57cea7c8-d7e4-ed11-8847-000d3acb5309 | Harmony Primary School | 6909 | ACTIVE
MSA-DOES | PES6562 | Hot Water System: Ga & Electric | Hot Water Unit: Gas & Electric | d8a9f4c6-d7e4-ed11-8847-002248117628 | Harmony Primary School | 6909 | ACTIVE
MSA-DOES | PES6102 | DOE LEASE CEASED 2021 - Backflow Prevention Valve | Backflow Prevention Valve | e9daa8c7-d7e4-ed11-8847-0022489339ad | Harrisdale Preprimary B Hive | 10101 | INACTIVE
MSA-DOES | PES6114 | DOE LEASE CEASED 2021 - Emergency Eye Wash | Emergency Eye Wash / Safety Shower | 6dcea7c8-d7e4-ed11-8847-000d3acb5309 | Harrisdale Preprimary B Hive | 10101 | INACTIVE
MSA-DOES | PES6115 | DOE LEASE CEASED 2021 - Hot Water System: Ga & Electric | Hot Water Unit: Gas & Electric | d8a9f4c6-d7e4-ed11-8847-002248117628 | Harrisdale Preprimary B Hive | 10101 | INACTIVE
MSA-DOES | PES6116 | DOE LEASE CEASED 2021 - Tempering Valve | Tempering Valve | 74cea7c8-d7e4-ed11-8847-000d3acb5309 | Harrisdale Preprimary B Hive | 10101 | INACTIVE
MSA-DOES | PES6181 | DOE LEASE CEASED 2021 - Testing & Tagging | Testing & Tagging | dba9f4c6-d7e4-ed11-8847-002248117628 | Harrisdale Preprimary B Hive | 10101 | INACTIVE
MSA-DOES | PES6182 | DOE LEASE CEASED 2021 - Emergency & Exit Lighting | Emergency & Exit Lighting | 54cea7c8-d7e4-ed11-8847-000d3acb5309 | Harrisdale Preprimary B Hive | 10101 | INACTIVE
MSA-DOES | PES6183 | DOE LEASE CEASED 2021 - Residual Current Device / RCD | Residual Current Devices (RCD) | 73cea7c8-d7e4-ed11-8847-000d3acb5309 | Harrisdale Preprimary B Hive | 10101 | INACTIVE
MSA-DOES | PES6184 | DOE LEASE CEASED 2021 - Fire Extinguisher | Fire Extinguisher | 63cea7c8-d7e4-ed11-8847-000d3acb5309 | Harrisdale Preprimary B Hive | 10101 | INACTIVE
MSA-DOES | PES6185 | DOE LEASE CEASED 2021 - Fire Blanket | Fire Blanket | f5daa8c7-d7e4-ed11-8847-0022489339ad | Harrisdale Preprimary B Hive | 10101 | INACTIVE
MSA-DOES | PES6186 | DOE LEASE CEASED 2021 - Play Ground Equipment | Sport Court & Playground Equipment | 67cea7c8-d7e4-ed11-8847-000d3acb5309 | Harrisdale Preprimary B Hive | 10101 | INACTIVE
MSA-DOES | PES6187 | DOE LEASE CEASED 2021 - Fall Protection System | Fall Protection System | 8cdcabc5-d7e4-ed11-8847-0022481170b3 | Harrisdale Preprimary B Hive | 10101 | INACTIVE
MSA-DOES | PES6188 | DOE LEASE CEASED 2021 - Drinking Unit: Filtered | Drinking Water Unit: Boiling / Chilled | 57cea7c8-d7e4-ed11-8847-000d3acb5309 | Harrisdale Preprimary B Hive | 10101 | INACTIVE
MSA-DOES | PES6190 | DOE LEASE CEASED 2021 - Gutter, Downpipe & Roof | Gutters, Downpipes & Roofs | f8daa8c7-d7e4-ed11-8847-0022489339ad | Harrisdale Preprimary B Hive | 10101 | INACTIVE
MSA-DOES | PES4321 | Backflow Prevention Valve | Backflow Prevention Valve | e9daa8c7-d7e4-ed11-8847-0022489339ad | Harrisdale Primary School | 9220 | ACTIVE
MSA-DOES | PES4323 | Air Conditioning: Evaporative Cooler | Air Conditioning: Evaporative Cooler | d3a9f4c6-d7e4-ed11-8847-002248117628 | Harrisdale Primary School | 9220 | ACTIVE
MSA-DOES | PES4364 | Thermostatic Mixing Valve - Inspection, Service & Report | Thermostatic Mixing Valve | 12dba8c7-d7e4-ed11-8847-0022489339ad | Harrisdale Primary School | 9220 | INACTIVE
MSA-DOES | PES4478 | Grease Trap: | Grease Trap: | fadaa8c7-d7e4-ed11-8847-0022489339ad | Harrisdale Primary School | 9220 | ACTIVE
MSA-DOES | PES4479 | Emergency & Exit Lighting | Emergency & Exit Lighting | 54cea7c8-d7e4-ed11-8847-000d3acb5309 | Harrisdale Primary School | 9220 | ACTIVE
MSA-DOES | PES4480 | Residual Current Device / RCD | Residual Current Devices (RCD) | 73cea7c8-d7e4-ed11-8847-000d3acb5309 | Harrisdale Primary School | 9220 | ACTIVE
MSA-DOES | PES4481 | Play Ground Equipment Inc. Nature Play | Sport Court & Playground Equipment inc Natureplay | 92dcabc5-d7e4-ed11-8847-0022481170b3 | Harrisdale Primary School | 9220 | ACTIVE
MSA-DOES | PES4482 | Testing & Tagging | Testing & Tagging | dba9f4c6-d7e4-ed11-8847-002248117628 | Harrisdale Primary School | 9220 | ACTIVE
MSA-DOES | PES4483 | Fall Protection System | Fall Protection System | 8cdcabc5-d7e4-ed11-8847-0022481170b3 | Harrisdale Primary School | 9220 | ACTIVE
MSA-DOES | PES4484 | Fire Extinguisher | Fire Extinguisher | 63cea7c8-d7e4-ed11-8847-000d3acb5309 | Harrisdale Primary School | 9220 | ACTIVE
MSA-DOES | PES4485 | Fire Blanket | Fire Blanket | f5daa8c7-d7e4-ed11-8847-0022489339ad | Harrisdale Primary School | 9220 | ACTIVE
MSA-DOES | PES4657 | Fire Hydrant | Fire Hydrant | f3daa8c7-d7e4-ed11-8847-0022489339ad | Harrisdale Primary School | 9220 | ACTIVE
MSA-DOES | PES4706 | Fire Hydrant | Fire Hydrant | f3daa8c7-d7e4-ed11-8847-0022489339ad | Harrisdale Primary School | 9220 | ACTIVE
MSA-DOES | PES4770 | Irrigation: Iron filtration | Irrigation: Iron filtration | fedaa8c7-d7e4-ed11-8847-0022489339ad | Harrisdale Primary School | 9220 | ACTIVE
MSA-DOES | PES4891 | Emergency Eye Wash | Emergency Eye Wash / Safety Shower | 6dcea7c8-d7e4-ed11-8847-000d3acb5309 | Harrisdale Primary School | 9220 | ACTIVE
MSA-DOES | PES5021 | Lighting Pole | Lighting Poles: External | 69cea7c8-d7e4-ed11-8847-000d3acb5309 | Harrisdale Primary School | 9220 | ACTIVE
MSA-DOES | PES5480 | Effluent System | Sewerage Pumping Station | 55cea7c8-d7e4-ed11-8847-000d3acb5309 | Harrisdale Primary School | 9220 | ACTIVE
MSA-DOES | PES5816 | Irrigation: Bore | Irrigation: Bore | 8ddcabc5-d7e4-ed11-8847-0022481170b3 | Harrisdale Primary School | 9220 | ACTIVE
MSA-DOES | PES5834 | Ga Appliance | Gas Appliance | 70cea7c8-d7e4-ed11-8847-000d3acb5309 | Harrisdale Primary School | 9220 | ACTIVE
MSA-DOES | PES5835 | Thermostatic Mixing Valve | Thermostatic Mixing Valve | 12dba8c7-d7e4-ed11-8847-0022489339ad | Harrisdale Primary School | 9220 | ACTIVE
MSA-DOES | PES5836 | Tempering Valve | Tempering Valve | 74cea7c8-d7e4-ed11-8847-000d3acb5309 | Harrisdale Primary School | 9220 | ACTIVE
MSA-DOES | PES6189 | Drinking Unit: Filtered | Drinking Water Unit: Boiling / Chilled | 57cea7c8-d7e4-ed11-8847-000d3acb5309 | Harrisdale Primary School | 9220 | ACTIVE
MSA-DOES | PES6246 | Gutter, Downpipe & Roof | Gutters, Downpipes & Roofs | f8daa8c7-d7e4-ed11-8847-0022489339ad | Harrisdale Primary School | 9220 | ACTIVE
MSA-DOES | PES6341 | Hot Water System: Ga & Electric | Hot Water Unit: Gas & Electric | d8a9f4c6-d7e4-ed11-8847-002248117628 | Harrisdale Primary School | 9220 | ACTIVE
MSA-DOES | PES7042 | Fire Hydrant: Overhaul | Fire Hydrant | f3daa8c7-d7e4-ed11-8847-0022489339ad | Harrisdale Primary School | 9220 | ACTIVE
MSA-DOES | PES6738 | Play Ground Equipment | Sport Court & Playground Equipment | 67cea7c8-d7e4-ed11-8847-000d3acb5309 | Hazel Orme Kindergarten | 10373 | ACTIVE
MSA-DOES | PES6739 | Testing & Tagging | Testing & Tagging | dba9f4c6-d7e4-ed11-8847-002248117628 | Hazel Orme Kindergarten | 10373 | ACTIVE
MSA-DOES | PES6740 | Residual Current Device / RCD | Residual Current Devices (RCD) | 73cea7c8-d7e4-ed11-8847-000d3acb5309 | Hazel Orme Kindergarten | 10373 | ACTIVE
MSA-DOES | PES6741 | Fire Extinguisher | Fire Extinguisher | 63cea7c8-d7e4-ed11-8847-000d3acb5309 | Hazel Orme Kindergarten | 10373 | ACTIVE
MSA-DOES | PES6742 | Fire Blanket | Fire Blanket | f5daa8c7-d7e4-ed11-8847-0022489339ad | Hazel Orme Kindergarten | 10373 | ACTIVE
MSA-DOES | PES6743 | Ga Appliance - NO GAS appliance on site | Gas Appliance | 70cea7c8-d7e4-ed11-8847-000d3acb5309 | Hazel Orme Kindergarten | 10373 | INACTIVE
MSA-DOES | PES6744 | Gutter, Downpipe & Roof | Gutters, Downpipes & Roofs | f8daa8c7-d7e4-ed11-8847-0022489339ad | Hazel Orme Kindergarten | 10373 | ACTIVE
MSA-DOES | PES7085 | Backflow Prevention Valve | Backflow Prevention Valve | e9daa8c7-d7e4-ed11-8847-0022489339ad | Hazel Orme Kindergarten | 10373 | ACTIVE
MSA-DOES | PES7086 | Hot Water System: Ga & Electric | Hot Water Unit: Gas & Electric | d8a9f4c6-d7e4-ed11-8847-002248117628 | Hazel Orme Kindergarten | 10373 | ACTIVE
MSA-DOES | PES7087 | Thermostatic Mixing Valve | Thermostatic Mixing Valve | 12dba8c7-d7e4-ed11-8847-0022489339ad | Hazel Orme Kindergarten | 10373 | ACTIVE
MSA-DOES | PES2304 | Backflow Prevention Valve | Backflow Prevention Valve | e9daa8c7-d7e4-ed11-8847-0022489339ad | High Wycombe Primary School | 2519 | ACTIVE
MSA-DOES | PES2305 | Emergency & Exit Lighting | Emergency & Exit Lighting | 54cea7c8-d7e4-ed11-8847-000d3acb5309 | High Wycombe Primary School | 2519 | ACTIVE
MSA-DOES | PES2306 | Air Conditioning: Evaporative Cooler | Air Conditioning: Evaporative Cooler | d3a9f4c6-d7e4-ed11-8847-002248117628 | High Wycombe Primary School | 2519 | ACTIVE
MSA-DOES | PES2307 | INACTIVE-Ga Space Heating - Inspection, Service & Report | Gas Space Heating | 8fdcabc5-d7e4-ed11-8847-0022481170b3 | High Wycombe Primary School | 2519 | INACTIVE
MSA-DOES | PES2308 | Gutter, Downpipe & Roof | Gutters, Downpipes & Roofs | f8daa8c7-d7e4-ed11-8847-0022489339ad | High Wycombe Primary School | 2519 | ACTIVE
MSA-DOES | PES2309 | Irrigation: Filter | Irrigation: Bore | 8ddcabc5-d7e4-ed11-8847-0022481170b3 | High Wycombe Primary School | 2519 | ACTIVE
MSA-DOES | PES2310 | Play Ground Equipment | Sport Court & Playground Equipment | 67cea7c8-d7e4-ed11-8847-000d3acb5309 | High Wycombe Primary School | 2519 | ACTIVE
MSA-DOES | PES2311 | Residual Current Device / RCD | Residual Current Devices (RCD) | 73cea7c8-d7e4-ed11-8847-000d3acb5309 | High Wycombe Primary School | 2519 | ACTIVE
MSA-DOES | PES2312 | Testing & Tagging | Testing & Tagging | dba9f4c6-d7e4-ed11-8847-002248117628 | High Wycombe Primary School | 2519 | ACTIVE
MSA-DOES | PES2313 | Fire Extinguisher | Fire Extinguisher | 63cea7c8-d7e4-ed11-8847-000d3acb5309 | High Wycombe Primary School | 2519 | ACTIVE
MSA-DOES | PES2314 | Fire Blanket | Fire Blanket | f5daa8c7-d7e4-ed11-8847-0022489339ad | High Wycombe Primary School | 2519 | ACTIVE
MSA-DOES | PES2315 | Pest Control | Pest Control | 68cea7c8-d7e4-ed11-8847-000d3acb5309 | High Wycombe Primary School | 2519 | ACTIVE
MSA-DOES | PES2316 | Fall Protection System | Fall Protection System | 8cdcabc5-d7e4-ed11-8847-0022481170b3 | High Wycombe Primary School | 2519 | ACTIVE
MSA-DOES | PES4813 | Thermostatic Mixing Valve | Thermostatic Mixing Valve | 12dba8c7-d7e4-ed11-8847-0022489339ad | High Wycombe Primary School | 2519 | ACTIVE
MSA-DOES | PES5061 | INACTIVE NO ASSETS ONSITE-External Lighting Pole - Inspection & Reporting (inc Photo) | Lighting Poles: External | 69cea7c8-d7e4-ed11-8847-000d3acb5309 | High Wycombe Primary School | 2519 | INACTIVE
MSA-DOES | PES5396 | Tempering Valve | Tempering Valve | 74cea7c8-d7e4-ed11-8847-000d3acb5309 | High Wycombe Primary School | 2519 | ACTIVE
MSA-DOES | PES5699 | Ga Appliance | Gas Appliance | 70cea7c8-d7e4-ed11-8847-000d3acb5309 | High Wycombe Primary School | 2519 | ACTIVE
MSA-DOES | PES6589 | Boiling/Chilled Water Unit | Drinking Water Unit: Boiling / Chilled | 57cea7c8-d7e4-ed11-8847-000d3acb5309 | High Wycombe Primary School | 2519 | ACTIVE
MSA-DOES | PES6924 | Hot Water System: Ga & Electric | Hot Water Unit: Gas & Electric | d8a9f4c6-d7e4-ed11-8847-002248117628 | High Wycombe Primary School | 2519 | ACTIVE
MSA-DOES | PES2317 | Backflow Prevention Valve | Backflow Prevention Valve | e9daa8c7-d7e4-ed11-8847-0022489339ad | Hillman Primary School | 1820 | ACTIVE
MSA-DOES | PES2318 | Emergency & Exit Lighting | Emergency & Exit Lighting | 54cea7c8-d7e4-ed11-8847-000d3acb5309 | Hillman Primary School | 1820 | ACTIVE
MSA-DOES | PES2319 | Air Conditioning: Evaporative Cooler | Air Conditioning: Evaporative Cooler | d3a9f4c6-d7e4-ed11-8847-002248117628 | Hillman Primary School | 1820 | ACTIVE
MSA-DOES | PES2320 | Fire Break | Fire Break | 65cea7c8-d7e4-ed11-8847-000d3acb5309 | Hillman Primary School | 1820 | ACTIVE
MSA-DOES | PES2321 | Ga Space Heating | Gas Space Heating | 8fdcabc5-d7e4-ed11-8847-0022481170b3 | Hillman Primary School | 1820 | ACTIVE
MSA-DOES | PES2322 | Gutter, Downpipe & Roof | Gutters, Downpipes & Roofs | f8daa8c7-d7e4-ed11-8847-0022489339ad | Hillman Primary School | 1820 | ACTIVE
MSA-DOES | PES2323 | Play Ground Equipment Inc. Nature Play | Sport Court & Playground Equipment inc Natureplay | 92dcabc5-d7e4-ed11-8847-0022481170b3 | Hillman Primary School | 1820 | ACTIVE
MSA-DOES | PES2324 | Testing & Tagging | Testing & Tagging | dba9f4c6-d7e4-ed11-8847-002248117628 | Hillman Primary School | 1820 | ACTIVE
MSA-DOES | PES2325 | Fire Extinguisher | Fire Extinguisher | 63cea7c8-d7e4-ed11-8847-000d3acb5309 | Hillman Primary School | 1820 | ACTIVE
MSA-DOES | PES2326 | Fire Blanket | Fire Blanket | f5daa8c7-d7e4-ed11-8847-0022489339ad | Hillman Primary School | 1820 | ACTIVE
MSA-DOES | PES2327 | Residual Current Device / RCD | Residual Current Devices (RCD) | 73cea7c8-d7e4-ed11-8847-000d3acb5309 | Hillman Primary School | 1820 | ACTIVE
MSA-DOES | PES2328 | Pest Control | Pest Control | 68cea7c8-d7e4-ed11-8847-000d3acb5309 | Hillman Primary School | 1820 | ACTIVE
MSA-DOES | PES2329 | Fall Protection System | Fall Protection System | 8cdcabc5-d7e4-ed11-8847-0022481170b3 | Hillman Primary School | 1820 | ACTIVE
MSA-DOES | PES4430 | Emergency Eye Wash | Emergency Eye Wash / Safety Shower | 6dcea7c8-d7e4-ed11-8847-000d3acb5309 | Hillman Primary School | 1820 | ACTIVE
MSA-DOES | PES4972 | Lighting Pole | Lighting Poles: External | 69cea7c8-d7e4-ed11-8847-000d3acb5309 | Hillman Primary School | 1820 | ACTIVE
MSA-DOES | PES5206 | Tempering Valve | Tempering Valve | 74cea7c8-d7e4-ed11-8847-000d3acb5309 | Hillman Primary School | 1820 | ACTIVE
MSA-DOES | PES5920 | Ga Appliance | Gas Appliance | 70cea7c8-d7e4-ed11-8847-000d3acb5309 | Hillman Primary School | 1820 | ACTIVE
MSA-DOES | PES5921 | Thermostatic Mixing Valve | Thermostatic Mixing Valve | 12dba8c7-d7e4-ed11-8847-0022489339ad | Hillman Primary School | 1820 | ACTIVE
MSA-DOES | PES6528 | Hot Water System: Ga & Electric | Hot Water Unit: Gas & Electric | d8a9f4c6-d7e4-ed11-8847-002248117628 | Hillman Primary School | 1820 | ACTIVE
MSA-DOES | PES6952 | Boiling/Chilled Water Unit | Drinking Water Unit: Boiling / Chilled | 57cea7c8-d7e4-ed11-8847-000d3acb5309 | Hillman Primary School | 1820 | ACTIVE
MSA-DOES | PES5320 | Gutter, Downpipe & Roof | Gutters, Downpipes & Roofs | f8daa8c7-d7e4-ed11-8847-0022489339ad | Hillside Farm School | 7112 | ACTIVE
MSA-DOES | PES5505 | INACTIVE NO ASSETS ONSITE-Effluent System - Inspection, Service & Report | Sewerage Pumping Station | 55cea7c8-d7e4-ed11-8847-000d3acb5309 | Hillside Farm School | 7112 | INACTIVE
MSA-DOES | PES5728 | Pest Control | Pest Control | 68cea7c8-d7e4-ed11-8847-000d3acb5309 | Hillside Farm School | 7112 | ACTIVE
MSA-DOES | PES5763 | Ga Appliance | Gas Appliance | 70cea7c8-d7e4-ed11-8847-000d3acb5309 | Hillside Farm School | 7112 | ACTIVE
MSA-DOES | PES6197 | Fall Protection System | Fall Protection System | 8cdcabc5-d7e4-ed11-8847-0022481170b3 | Hillside Farm School | 7112 | ACTIVE
MSA-DOES | PES6198 | Testing & Tagging | Testing & Tagging | dba9f4c6-d7e4-ed11-8847-002248117628 | Hillside Farm School | 7112 | ACTIVE
MSA-DOES | PES6199 | Residual Current Device / RCD | Residual Current Devices (RCD) | 73cea7c8-d7e4-ed11-8847-000d3acb5309 | Hillside Farm School | 7112 | ACTIVE
MSA-DOES | PES6200 | Fire Extinguisher | Fire Extinguisher | 63cea7c8-d7e4-ed11-8847-000d3acb5309 | Hillside Farm School | 7112 | ACTIVE
MSA-DOES | PES6201 | Fire Blanket | Fire Blanket | f5daa8c7-d7e4-ed11-8847-0022489339ad | Hillside Farm School | 7112 | ACTIVE
MSA-DOES | PES6787 | Hot Water System: Ga & Electric | Hot Water Unit: Gas & Electric | d8a9f4c6-d7e4-ed11-8847-002248117628 | Hillside Farm School | 7112 | ACTIVE
MSA-DOES | PES7154 | Fire Break | Fire Break | 65cea7c8-d7e4-ed11-8847-000d3acb5309 | Hillside Farm School | 7112 | ACTIVE
MSA-DOES | PES2330 | Ga Space Heating | Gas Space Heating | 8fdcabc5-d7e4-ed11-8847-0022481170b3 | Hilton Pre Primary School | 1863 | ACTIVE
MSA-DOES | PES2331 | INACTIVE COVERED ON HILTON PS-Gutter - Inspection & Cleaning | Gutters, Downpipes & Roofs | f8daa8c7-d7e4-ed11-8847-0022489339ad | Hilton Pre Primary School | 1863 | INACTIVE
MSA-DOES | PES2332 | Play Ground Equipment | Sport Court & Playground Equipment | 67cea7c8-d7e4-ed11-8847-000d3acb5309 | Hilton Pre Primary School | 1863 | ACTIVE
MSA-DOES | PES2333 | Testing & Tagging | Testing & Tagging | dba9f4c6-d7e4-ed11-8847-002248117628 | Hilton Primary School | 1750 | ACTIVE
MSA-DOES | PES2334 | Backflow Prevention Valve | Backflow Prevention Valve | e9daa8c7-d7e4-ed11-8847-0022489339ad | Hilton Primary School | 1750 | ACTIVE
MSA-DOES | PES2335 | Air Conditioning: Evaporative Cooler | Air Conditioning: Evaporative Cooler | d3a9f4c6-d7e4-ed11-8847-002248117628 | Hilton Primary School | 1750 | ACTIVE
MSA-DOES | PES2336 | INACTIVE SERVICE NOT REQUIRED-Fire Break - Clearing & Report | Fire Break | 65cea7c8-d7e4-ed11-8847-000d3acb5309 | Hilton Primary School | 1750 | INACTIVE
MSA-DOES | PES2337 | Ga Space Heating | Gas Space Heating | 8fdcabc5-d7e4-ed11-8847-0022481170b3 | Hilton Primary School | 1750 | ACTIVE
MSA-DOES | PES2338 | Gutter, Downpipe & Roof | Gutters, Downpipes & Roofs | f8daa8c7-d7e4-ed11-8847-0022489339ad | Hilton Primary School | 1750 | ACTIVE
MSA-DOES | PES2339 | Play Ground Equipment | Sport Court & Playground Equipment | 67cea7c8-d7e4-ed11-8847-000d3acb5309 | Hilton Primary School | 1750 | ACTIVE
MSA-DOES | PES2340 | Residual Current Device / RCD | Residual Current Devices (RCD) | 73cea7c8-d7e4-ed11-8847-000d3acb5309 | Hilton Primary School | 1750 | ACTIVE
MSA-DOES | PES2341 | Fire Extinguisher | Fire Extinguisher | 63cea7c8-d7e4-ed11-8847-000d3acb5309 | Hilton Primary School | 1750 | ACTIVE
MSA-DOES | PES2342 | Fire Hydrant | Fire Hydrant | f3daa8c7-d7e4-ed11-8847-0022489339ad | Hilton Primary School | 1750 | ACTIVE
MSA-DOES | PES2343 | Fire Blanket | Fire Blanket | f5daa8c7-d7e4-ed11-8847-0022489339ad | Hilton Primary School | 1750 | ACTIVE
MSA-DOES | PES2344 | Emergency & Exit Lighting | Emergency & Exit Lighting | 54cea7c8-d7e4-ed11-8847-000d3acb5309 | Hilton Primary School | 1750 | ACTIVE
MSA-DOES | PES2345 | Pest Control | Pest Control | 68cea7c8-d7e4-ed11-8847-000d3acb5309 | Hilton Primary School | 1750 | ACTIVE
MSA-DOES | PES2346 | Fall Protection System | Fall Protection System | 8cdcabc5-d7e4-ed11-8847-0022481170b3 | Hilton Primary School | 1750 | ACTIVE
MSA-DOES | PES4149 | Solar Panel | Solar Electric System | 6acea7c8-d7e4-ed11-8847-000d3acb5309 | Hilton Primary School | 1750 | ACTIVE
MSA-DOES | PES4383 | Thermostatic Mixing Valve | Thermostatic Mixing Valve | 12dba8c7-d7e4-ed11-8847-0022489339ad | Hilton Primary School | 1750 | ACTIVE
MSA-DOES | PES4416 | Emergency Eye Wash | Emergency Eye Wash / Safety Shower | 6dcea7c8-d7e4-ed11-8847-000d3acb5309 | Hilton Primary School | 1750 | ACTIVE
MSA-DOES | PES4707 | Fire Hydrant | Fire Hydrant | f3daa8c7-d7e4-ed11-8847-0022489339ad | Hilton Primary School | 1750 | ACTIVE
MSA-DOES | PES5144 | INACTIVE NO ASSETS ONSITE-External Lighting Pole - Inspection & Reporting (inc Photo) | Lighting Poles: External | 69cea7c8-d7e4-ed11-8847-000d3acb5309 | Hilton Primary School | 1750 | INACTIVE
MSA-DOES | PES5468 | Fire Hydrant | Fire Hydrant | f3daa8c7-d7e4-ed11-8847-0022489339ad | Hilton Primary School | 1750 | ACTIVE
MSA-DOES | PES5604 | INACTIVE NO ASSETS ONSITE-Ga Appliance - Inspection, Testing & Report | Gas Appliance | 70cea7c8-d7e4-ed11-8847-000d3acb5309 | Hilton Primary School | 1750 | INACTIVE
MSA-DOES | PES6244 | Hot Water System: Ga & Electric | Hot Water Unit: Gas & Electric | d8a9f4c6-d7e4-ed11-8847-002248117628 | Hilton Primary School | 1750 | ACTIVE
MSA-DOES | PES6245 | Tempering Valve | Tempering Valve | 74cea7c8-d7e4-ed11-8847-000d3acb5309 | Hilton Primary School | 1750 | ACTIVE
MSA-DOES | PES6893 | Boiling/Chilled Water Unit | Drinking Water Unit: Boiling / Chilled | 57cea7c8-d7e4-ed11-8847-000d3acb5309 | Hilton Primary School | 1750 | ACTIVE
MSA-DOES | PES6981 | Effluent System | Sewerage Pumping Station | 55cea7c8-d7e4-ed11-8847-000d3acb5309 | Hilton Primary School | 1750 | ACTIVE
MSA-DOES | PES4857 | Backflow Prevention Valve | Backflow Prevention Valve | e9daa8c7-d7e4-ed11-8847-0022489339ad | Honeywood Primary School | 9758 | ACTIVE
MSA-DOES | PES4864 | Residual Current Device / RCD | Residual Current Devices (RCD) | 73cea7c8-d7e4-ed11-8847-000d3acb5309 | Honeywood Primary School | 9758 | ACTIVE
MSA-DOES | PES4865 | Emergency & Exit Lighting | Emergency & Exit Lighting | 54cea7c8-d7e4-ed11-8847-000d3acb5309 | Honeywood Primary School | 9758 | ACTIVE
MSA-DOES | PES4866 | Testing & Tagging | Testing & Tagging | dba9f4c6-d7e4-ed11-8847-002248117628 | Honeywood Primary School | 9758 | ACTIVE
MSA-DOES | PES4867 | Ga Space Heating | Gas Space Heating | 8fdcabc5-d7e4-ed11-8847-0022481170b3 | Honeywood Primary School | 9758 | ACTIVE
MSA-DOES | PES4868 | Thermostatic Mixing Valve | Thermostatic Mixing Valve | 12dba8c7-d7e4-ed11-8847-0022489339ad | Honeywood Primary School | 9758 | ACTIVE
MSA-DOES | PES4869 | Emergency Eye Wash | Emergency Eye Wash / Safety Shower | 6dcea7c8-d7e4-ed11-8847-000d3acb5309 | Honeywood Primary School | 9758 | ACTIVE
MSA-DOES | PES4870 | Fire Extinguisher | Fire Extinguisher | 63cea7c8-d7e4-ed11-8847-000d3acb5309 | Honeywood Primary School | 9758 | ACTIVE
MSA-DOES | PES4871 | Fire Blanket | Fire Blanket | f5daa8c7-d7e4-ed11-8847-0022489339ad | Honeywood Primary School | 9758 | ACTIVE
MSA-DOES | PES4872 | Fire Hydrant | Fire Hydrant | f3daa8c7-d7e4-ed11-8847-0022489339ad | Honeywood Primary School | 9758 | ACTIVE
MSA-DOES | PES4873 | NO ASSETS ONSITE-Fire Hose Reel - Inspection, Service & Report | Fire Hose Reel | f4daa8c7-d7e4-ed11-8847-0022489339ad | Honeywood Primary School | 9758 | INACTIVE
MSA-DOES | PES4874 | Air Conditioning: Evaporative Cooler | Air Conditioning: Evaporative Cooler | d3a9f4c6-d7e4-ed11-8847-002248117628 | Honeywood Primary School | 9758 | ACTIVE
MSA-DOES | PES4875 | Play Ground Equipment Inc. Nature Play | Sport Court & Playground Equipment inc Natureplay | 92dcabc5-d7e4-ed11-8847-0022481170b3 | Honeywood Primary School | 9758 | ACTIVE
MSA-DOES | PES5105 | Lighting Pole | Lighting Poles: External | 69cea7c8-d7e4-ed11-8847-000d3acb5309 | Honeywood Primary School | 9758 | ACTIVE
MSA-DOES | PES5321 | Grease Trap: | Grease Trap: | fadaa8c7-d7e4-ed11-8847-0022489339ad | Honeywood Primary School | 9758 | ACTIVE
MSA-DOES | PES5697 | Fall Protection System | Fall Protection System | 8cdcabc5-d7e4-ed11-8847-0022481170b3 | Honeywood Primary School | 9758 | ACTIVE
MSA-DOES | PES5839 | Ga Appliance | Gas Appliance | 70cea7c8-d7e4-ed11-8847-000d3acb5309 | Honeywood Primary School | 9758 | ACTIVE
MSA-DOES | PES6145 | Tempering Valve | Tempering Valve | 74cea7c8-d7e4-ed11-8847-000d3acb5309 | Honeywood Primary School | 9758 | ACTIVE
MSA-DOES | PES6342 | Hot Water System: Ga & Electric | Hot Water Unit: Gas & Electric | d8a9f4c6-d7e4-ed11-8847-002248117628 | Honeywood Primary School | 9758 | ACTIVE
MSA-DOES | PES6640 | Gutter, Downpipe & Roof | Gutters, Downpipes & Roofs | f8daa8c7-d7e4-ed11-8847-0022489339ad | Honeywood Primary School | 9758 | ACTIVE
MSA-DOES | PES6753 | Boiling/Chilled Water Unit | Drinking Water Unit: Boiling / Chilled | 57cea7c8-d7e4-ed11-8847-000d3acb5309 | Honeywood Primary School | 9758 | ACTIVE
MSA-DOES | PES5359 | Fire Break | Fire Break | 65cea7c8-d7e4-ed11-8847-000d3acb5309 | Huntingdale HS site | 4793 | ACTIVE
MSA-DOES | PES2347 | Emergency & Exit Lighting | Emergency & Exit Lighting | 54cea7c8-d7e4-ed11-8847-000d3acb5309 | Huntingdale Primary School | 2594 | ACTIVE
MSA-DOES | PES2348 | Air Conditioning: Evaporative Cooler | Air Conditioning: Evaporative Cooler | d3a9f4c6-d7e4-ed11-8847-002248117628 | Huntingdale Primary School | 2594 | ACTIVE
MSA-DOES | PES2349 | Fire Break | Fire Break | 65cea7c8-d7e4-ed11-8847-000d3acb5309 | Huntingdale Primary School | 2594 | ACTIVE
MSA-DOES | PES2350 | Ga Space Heating | Gas Space Heating | 8fdcabc5-d7e4-ed11-8847-0022481170b3 | Huntingdale Primary School | 2594 | ACTIVE
MSA-DOES | PES2351 | Gutter, Downpipe & Roof | Gutters, Downpipes & Roofs | f8daa8c7-d7e4-ed11-8847-0022489339ad | Huntingdale Primary School | 2594 | ACTIVE
MSA-DOES | PES2352 | Play Ground Equipment Inc. Nature Play | Sport Court & Playground Equipment inc Natureplay | 92dcabc5-d7e4-ed11-8847-0022481170b3 | Huntingdale Primary School | 2594 | ACTIVE
MSA-DOES | PES2353 | Residual Current Device / RCD | Residual Current Devices (RCD) | 73cea7c8-d7e4-ed11-8847-000d3acb5309 | Huntingdale Primary School | 2594 | ACTIVE
MSA-DOES | PES2354 | Testing & Tagging | Testing & Tagging | dba9f4c6-d7e4-ed11-8847-002248117628 | Huntingdale Primary School | 2594 | ACTIVE
MSA-DOES | PES2355 | Fire Extinguisher | Fire Extinguisher | 63cea7c8-d7e4-ed11-8847-000d3acb5309 | Huntingdale Primary School | 2594 | ACTIVE
MSA-DOES | PES2356 | Fire Blanket | Fire Blanket | f5daa8c7-d7e4-ed11-8847-0022489339ad | Huntingdale Primary School | 2594 | ACTIVE
MSA-DOES | PES2357 | Pest Control | Pest Control | 68cea7c8-d7e4-ed11-8847-000d3acb5309 | Huntingdale Primary School | 2594 | ACTIVE
MSA-DOES | PES2358 | Fall Protection System | Fall Protection System | 8cdcabc5-d7e4-ed11-8847-0022481170b3 | Huntingdale Primary School | 2594 | ACTIVE
MSA-DOES | PES4150 | Solar Panel | Solar Electric System | 6acea7c8-d7e4-ed11-8847-000d3acb5309 | Huntingdale Primary School | 2594 | ACTIVE
MSA-DOES | PES4780 | Thermostatic Mixing Valve | Thermostatic Mixing Valve | 12dba8c7-d7e4-ed11-8847-0022489339ad | Huntingdale Primary School | 2594 | ACTIVE
MSA-DOES | PES4822 | Backflow Prevention Valve | Backflow Prevention Valve | e9daa8c7-d7e4-ed11-8847-0022489339ad | Huntingdale Primary School | 2594 | ACTIVE
MSA-DOES | PES4823 | Emergency Eye Wash | Emergency Eye Wash / Safety Shower | 6dcea7c8-d7e4-ed11-8847-000d3acb5309 | Huntingdale Primary School | 2594 | ACTIVE
MSA-DOES | PES5062 | Lighting Pole | Lighting Poles: External | 69cea7c8-d7e4-ed11-8847-000d3acb5309 | Huntingdale Primary School | 2594 | ACTIVE
MSA-DOES | PES5382 | Tempering Valve | Tempering Valve | 74cea7c8-d7e4-ed11-8847-000d3acb5309 | Huntingdale Primary School | 2594 | ACTIVE
MSA-DOES | PES5700 | Ga Appliance | Gas Appliance | 70cea7c8-d7e4-ed11-8847-000d3acb5309 | Huntingdale Primary School | 2594 | ACTIVE
MSA-DOES | PES6574 | Boiling/Chilled Water Unit | Drinking Water Unit: Boiling / Chilled | 57cea7c8-d7e4-ed11-8847-000d3acb5309 | Huntingdale Primary School | 2594 | ACTIVE
MSA-DOES | PES6925 | Hot Water System: Ga & Electric | Hot Water Unit: Gas & Electric | d8a9f4c6-d7e4-ed11-8847-002248117628 | Huntingdale Primary School | 2594 | ACTIVE
MSA-DOES | PES2359 | Play Ground Equipment | Sport Court & Playground Equipment | 67cea7c8-d7e4-ed11-8847-000d3acb5309 | Jandakot Primary School | 1752 | ACTIVE
MSA-DOES | PES2360 | Testing & Tagging | Testing & Tagging | dba9f4c6-d7e4-ed11-8847-002248117628 | Jandakot Primary School | 1752 | ACTIVE
MSA-DOES | PES2361 | Emergency & Exit Lighting | Emergency & Exit Lighting | 54cea7c8-d7e4-ed11-8847-000d3acb5309 | Jandakot Primary School | 1752 | ACTIVE
MSA-DOES | PES2362 | Air Conditioning: Evaporative Cooler | Air Conditioning: Evaporative Cooler | d3a9f4c6-d7e4-ed11-8847-002248117628 | Jandakot Primary School | 1752 | ACTIVE
MSA-DOES | PES2363 | Ga Space Heating | Gas Space Heating | 8fdcabc5-d7e4-ed11-8847-0022481170b3 | Jandakot Primary School | 1752 | ACTIVE
MSA-DOES | PES2364 | Gutter, Downpipe & Roof | Gutters, Downpipes & Roofs | f8daa8c7-d7e4-ed11-8847-0022489339ad | Jandakot Primary School | 1752 | ACTIVE
MSA-DOES | PES2365 | Residual Current Device / RCD | Residual Current Devices (RCD) | 73cea7c8-d7e4-ed11-8847-000d3acb5309 | Jandakot Primary School | 1752 | ACTIVE
MSA-DOES | PES2366 | Thermostatic Mixing Valve | Thermostatic Mixing Valve | 12dba8c7-d7e4-ed11-8847-0022489339ad | Jandakot Primary School | 1752 | ACTIVE
MSA-DOES | PES2367 | Fire Extinguisher | Fire Extinguisher | 63cea7c8-d7e4-ed11-8847-000d3acb5309 | Jandakot Primary School | 1752 | ACTIVE
MSA-DOES | PES2368 | Fire Hydrant | Fire Hydrant | f3daa8c7-d7e4-ed11-8847-0022489339ad | Jandakot Primary School | 1752 | ACTIVE
MSA-DOES | PES2369 | Fire Blanket | Fire Blanket | f5daa8c7-d7e4-ed11-8847-0022489339ad | Jandakot Primary School | 1752 | ACTIVE
MSA-DOES | PES2370 | Pest Control | Pest Control | 68cea7c8-d7e4-ed11-8847-000d3acb5309 | Jandakot Primary School | 1752 | ACTIVE
MSA-DOES | PES2371 | Fall Protection System | Fall Protection System | 8cdcabc5-d7e4-ed11-8847-0022481170b3 | Jandakot Primary School | 1752 | ACTIVE
MSA-DOES | PES2372 | Fire Hydrant | Fire Hydrant | f3daa8c7-d7e4-ed11-8847-0022489339ad | Jandakot Primary School | 1752 | ACTIVE
MSA-DOES | PES5106 | Lighting Pole | Lighting Poles: External | 69cea7c8-d7e4-ed11-8847-000d3acb5309 | Jandakot Primary School | 1752 | ACTIVE
MSA-DOES | PES5255 | Tempering Valve | Tempering Valve | 74cea7c8-d7e4-ed11-8847-000d3acb5309 | Jandakot Primary School | 1752 | ACTIVE
MSA-DOES | PES5454 | Fire Hydrant | Fire Hydrant | f3daa8c7-d7e4-ed11-8847-0022489339ad | Jandakot Primary School | 1752 | ACTIVE
MSA-DOES | PES5626 | Ga Appliance | Gas Appliance | 70cea7c8-d7e4-ed11-8847-000d3acb5309 | Jandakot Primary School | 1752 | ACTIVE
MSA-DOES | PES6616 | Hot Water System: Ga & Electric | Hot Water Unit: Gas & Electric | d8a9f4c6-d7e4-ed11-8847-002248117628 | Jandakot Primary School | 1752 | ACTIVE
MSA-DOES | PES6642 | Boiling/Chilled Water Unit | Drinking Water Unit: Boiling / Chilled | 57cea7c8-d7e4-ed11-8847-000d3acb5309 | Jandakot Primary School | 1752 | ACTIVE
MSA-DOES | PES6285 | SITE CLOSED SERVICES COVERED BY OWNER DBCA - Fire Extinguisher | Fire Extinguisher | 63cea7c8-d7e4-ed11-8847-000d3acb5309 | Jarrahdale Field Study Environmental Unit | 2306 | INACTIVE
MSA-DOES | PES6286 | SITE CLOSED SERVICES COVERED BY OWNER DBCA - Fire Blanket | Fire Blanket | f5daa8c7-d7e4-ed11-8847-0022489339ad | Jarrahdale Field Study Environmental Unit | 2306 | INACTIVE
MSA-DOES | PES6287 | SITE CLOSED SERVICES COVERED BY OWNER DBCA - Emergency & Exit Lighting | Emergency & Exit Lighting | 54cea7c8-d7e4-ed11-8847-000d3acb5309 | Jarrahdale Field Study Environmental Unit | 2306 | INACTIVE
MSA-DOES | PES6288 | SITE CLOSED SERVICES COVERED BY OWNER DBCA - Residual Current Device / RCD | Residual Current Devices (RCD) | 73cea7c8-d7e4-ed11-8847-000d3acb5309 | Jarrahdale Field Study Environmental Unit | 2306 | INACTIVE
MSA-DOES | PES6289 | SITE CLOSED SERVICES COVERED BY OWNER DBCA - Gutter, Downpipe & Roof | Gutters, Downpipes & Roofs | f8daa8c7-d7e4-ed11-8847-0022489339ad | Jarrahdale Field Study Environmental Unit | 2306 | INACTIVE
MSA-DOES | PES2373 | Biomax System | Effluent System: Aerobic Treatment Units (ATU) | 4fcea7c8-d7e4-ed11-8847-000d3acb5309 | Jarrahdale Primary School | 2520 | ACTIVE
MSA-DOES | PES2374 | DUPLICATE PM-Evaporative Cooler - Inspection, Service & Report | Air Conditioning: Evaporative Cooler | d3a9f4c6-d7e4-ed11-8847-002248117628 | Jarrahdale Primary School | 2520 | INACTIVE
MSA-DOES | PES2375 | Ga Space Heating | Gas Space Heating | 8fdcabc5-d7e4-ed11-8847-0022481170b3 | Jarrahdale Primary School | 2520 | ACTIVE
MSA-DOES | PES2376 | Gutter, Downpipe & Roof | Gutters, Downpipes & Roofs | f8daa8c7-d7e4-ed11-8847-0022489339ad | Jarrahdale Primary School | 2520 | ACTIVE
MSA-DOES | PES2377 | DUPLICATE PM-Play Ground Equipment - Inspection, Service & Report | Sport Court & Playground Equipment | 67cea7c8-d7e4-ed11-8847-000d3acb5309 | Jarrahdale Primary School | 2520 | INACTIVE
MSA-DOES | PES2378 | DUPLICATE PM-RCD - Testing & Inspection | Residual Current Devices (RCD) | 73cea7c8-d7e4-ed11-8847-000d3acb5309 | Jarrahdale Primary School | 2520 | INACTIVE
MSA-DOES | PES2379 | Testing & Tagging | Testing & Tagging | dba9f4c6-d7e4-ed11-8847-002248117628 | Jarrahdale Primary School | 2520 | ACTIVE
MSA-DOES | PES2380 | Fire Extinguisher | Fire Extinguisher | 63cea7c8-d7e4-ed11-8847-000d3acb5309 | Jarrahdale Primary School | 2520 | ACTIVE
MSA-DOES | PES2381 | Fire Blanket | Fire Blanket | f5daa8c7-d7e4-ed11-8847-0022489339ad | Jarrahdale Primary School | 2520 | ACTIVE
MSA-DOES | PES2382 | Pest Control | Pest Control | 68cea7c8-d7e4-ed11-8847-000d3acb5309 | Jarrahdale Primary School | 2520 | ACTIVE
MSA-DOES | PES2383 | Fall Protection System | Fall Protection System | 8cdcabc5-d7e4-ed11-8847-0022481170b3 | Jarrahdale Primary School | 2520 | ACTIVE
MSA-DOES | PES2483 | DUPLICATE PM-Testing & Tagging - Portable Electrical Equipment | Testing & Tagging | dba9f4c6-d7e4-ed11-8847-002248117628 | Jarrahdale Primary School | 2520 | INACTIVE
MSA-DOES | PES2484 | INACTIVE NO VALVES ON SITE- Backflow Prevention Valve - Inspection, Report and Certification | Backflow Prevention Valve | e9daa8c7-d7e4-ed11-8847-0022489339ad | Jarrahdale Primary School | 2520 | INACTIVE
MSA-DOES | PES2485 | Emergency & Exit Lighting | Emergency & Exit Lighting | 54cea7c8-d7e4-ed11-8847-000d3acb5309 | Jarrahdale Primary School | 2520 | ACTIVE
MSA-DOES | PES2486 | Air Conditioning: Evaporative Cooler | Air Conditioning: Evaporative Cooler | d3a9f4c6-d7e4-ed11-8847-002248117628 | Jarrahdale Primary School | 2520 | ACTIVE
MSA-DOES | PES2487 | DUPLICATE PM-Fall Protection System - Inspection, Test & Re-Certification | Fall Protection System | 8cdcabc5-d7e4-ed11-8847-0022481170b3 | Jarrahdale Primary School | 2520 | INACTIVE
MSA-DOES | PES2488 | DUPLICATE PM-Ga Space Heating - Inspection, Service & Report | Gas Space Heating | 8fdcabc5-d7e4-ed11-8847-0022481170b3 | Jarrahdale Primary School | 2520 | INACTIVE
MSA-DOES | PES2489 | DUPLICATE-Gutter - Inspection & Cleaning | Gutters, Downpipes & Roofs | f8daa8c7-d7e4-ed11-8847-0022489339ad | Jarrahdale Primary School | 2520 | INACTIVE
MSA-DOES | PES2490 | INACTIVE-Irrigation - Pump Test and Inspection - Inspection, Service and Report | Pump: Irrigation | 9bdcabc5-d7e4-ed11-8847-0022481170b3 | Jarrahdale Primary School | 2520 | INACTIVE
MSA-DOES | PES2491 | Play Ground Equipment | Sport Court & Playground Equipment | 67cea7c8-d7e4-ed11-8847-000d3acb5309 | Jarrahdale Primary School | 2520 | ACTIVE
MSA-DOES | PES2492 | Residual Current Device / RCD | Residual Current Devices (RCD) | 73cea7c8-d7e4-ed11-8847-000d3acb5309 | Jarrahdale Primary School | 2520 | ACTIVE
MSA-DOES | PES2493 | INACTIVE NO ASSETS ONSITE-Thermostatic Mixing Valve - Inspection, Service & Report | Thermostatic Mixing Valve | 12dba8c7-d7e4-ed11-8847-0022489339ad | Jarrahdale Primary School | 2520 | INACTIVE
MSA-DOES | PES2494 | DUPLICATE PM-Termite Inspection | Pest Control | 68cea7c8-d7e4-ed11-8847-000d3acb5309 | Jarrahdale Primary School | 2520 | INACTIVE
MSA-DOES | PES2495 | DUPLICATE PM INACTIVE-Fire Extinguisher - Inspection, Service & Report | Fire Extinguisher | 63cea7c8-d7e4-ed11-8847-000d3acb5309 | Jarrahdale Primary School | 2520 | INACTIVE
MSA-DOES | PES2496 | DUPLICATE PM INACTIVE - Fire Blanket - Inspection & Report | Fire Blanket | f5daa8c7-d7e4-ed11-8847-0022489339ad | Jarrahdale Primary School | 2520 | INACTIVE
MSA-DOES | PES4151 | Solar Panel | Solar Electric System | 6acea7c8-d7e4-ed11-8847-000d3acb5309 | Jarrahdale Primary School | 2520 | ACTIVE
MSA-DOES | PES5022 | NO ASSETS ONSITE-External Lighting Pole - Inspection & Reporting (inc Photo) | Lighting Poles: External | 69cea7c8-d7e4-ed11-8847-000d3acb5309 | Jarrahdale Primary School | 2520 | INACTIVE
MSA-DOES | PES6477 | Hot Water System: Ga & Electric | Hot Water Unit: Gas & Electric | d8a9f4c6-d7e4-ed11-8847-002248117628 | Jarrahdale Primary School | 2520 | ACTIVE
MSA-DOES | PES6611 | Tempering Valve | Tempering Valve | 74cea7c8-d7e4-ed11-8847-000d3acb5309 | Jarrahdale Primary School | 2520 | ACTIVE
MSA-DOES | PES6612 | Ga Appliance | Gas Appliance | 70cea7c8-d7e4-ed11-8847-000d3acb5309 | Jarrahdale Primary School | 2520 | ACTIVE
MSA-DOES | PES6613 | Boiling/Chilled Water Unit | Drinking Water Unit: Boiling / Chilled | 57cea7c8-d7e4-ed11-8847-000d3acb5309 | Jarrahdale Primary School | 2520 | ACTIVE
MSA-DOES | PES7117 | Thermostatic Mixing Valve | Thermostatic Mixing Valve | 12dba8c7-d7e4-ed11-8847-0022489339ad | Jarrahdale Primary School | 2520 | ACTIVE
MSA-DOES | PES2384 | Backflow Prevention Valve | Backflow Prevention Valve | e9daa8c7-d7e4-ed11-8847-0022489339ad | John Curtin College of the Art | 1645 | ACTIVE
MSA-DOES | PES2385 | NO ASSETS ON SITE-Climbing Wall - Inspection, Service & Report | Climbing Wall / Abseiling Structure | ebdaa8c7-d7e4-ed11-8847-0022489339ad | John Curtin College of the Art | 1645 | INACTIVE
MSA-DOES | PES2386 | Emergency & Exit Lighting | Emergency & Exit Lighting | 54cea7c8-d7e4-ed11-8847-000d3acb5309 | John Curtin College of the Art | 1645 | ACTIVE
MSA-DOES | PES2387 | Air Conditioning: Evaporative Cooler | Air Conditioning: Evaporative Cooler | d3a9f4c6-d7e4-ed11-8847-002248117628 | John Curtin College of the Art | 1645 | ACTIVE
MSA-DOES | PES2388 | Fire Break | Fire Break | 65cea7c8-d7e4-ed11-8847-000d3acb5309 | John Curtin College of the Art | 1645 | ACTIVE
MSA-DOES | PES2389 | Fixed Gym Equipment | Gym Equipment : Fixed | 5ecea7c8-d7e4-ed11-8847-000d3acb5309 | John Curtin College of the Art | 1645 | ACTIVE
MSA-DOES | PES2390 | Fume Cupboard | Fume Cupboards | f7daa8c7-d7e4-ed11-8847-0022489339ad | John Curtin College of the Art | 1645 | ACTIVE
MSA-DOES | PES2391 | Ga Space Heating | Gas Space Heating | 8fdcabc5-d7e4-ed11-8847-0022481170b3 | John Curtin College of the Art | 1645 | ACTIVE
MSA-DOES | PES2392 | Gutter, Downpipe & Roof | Gutters, Downpipes & Roofs | f8daa8c7-d7e4-ed11-8847-0022489339ad | John Curtin College of the Art | 1645 | ACTIVE
MSA-DOES | PES2393 | Lift | Lift: Passenger | 5dcea7c8-d7e4-ed11-8847-000d3acb5309 | John Curtin College of the Art | 1645 | ACTIVE
MSA-DOES | PES2394 | Design & Technology: Fixed Equipment | Design & Technology: Fixed Equipment | 53cea7c8-d7e4-ed11-8847-000d3acb5309 | John Curtin College of the Art | 1645 | ACTIVE
MSA-DOES | PES2395 | Residual Current Device / RCD | Residual Current Devices (RCD) | 73cea7c8-d7e4-ed11-8847-000d3acb5309 | John Curtin College of the Art | 1645 | ACTIVE
MSA-DOES | PES2396 | Thermostatic Mixing Valve | Thermostatic Mixing Valve | 12dba8c7-d7e4-ed11-8847-0022489339ad | John Curtin College of the Art | 1645 | ACTIVE
MSA-DOES | PES2397 | Testing & Tagging | Testing & Tagging | dba9f4c6-d7e4-ed11-8847-002248117628 | John Curtin College of the Art | 1645 | ACTIVE
MSA-DOES | PES2398 | Fire Alarm System / FIP | Fire Alarm System (FIP) | f1daa8c7-d7e4-ed11-8847-0022489339ad | John Curtin College of the Art | 1645 | ACTIVE
MSA-DOES | PES2399 | Fire Pump: Diesel | Fire Pump: Diesel | 00dba8c7-d7e4-ed11-8847-0022489339ad | John Curtin College of the Art | 1645 | ACTIVE
MSA-DOES | PES2400 | Fire Extinguisher | Fire Extinguisher | 63cea7c8-d7e4-ed11-8847-000d3acb5309 | John Curtin College of the Art | 1645 | ACTIVE
MSA-DOES | PES2401 | Fire Hydrant | Fire Hydrant | f3daa8c7-d7e4-ed11-8847-0022489339ad | John Curtin College of the Art | 1645 | ACTIVE
MSA-DOES | PES2402 | Fire Hydrant Booster Connection | Fire Hydrant Booster Connection | 5fcea7c8-d7e4-ed11-8847-000d3acb5309 | John Curtin College of the Art | 1645 | ACTIVE
MSA-DOES | PES2403 | Fire Hose Reel | Fire Hose Reel | f4daa8c7-d7e4-ed11-8847-0022489339ad | John Curtin College of the Art | 1645 | ACTIVE
MSA-DOES | PES2404 | Fire Blanket | Fire Blanket | f5daa8c7-d7e4-ed11-8847-0022489339ad | John Curtin College of the Art | 1645 | ACTIVE
MSA-DOES | PES2405 | Pest Control | Pest Control | 68cea7c8-d7e4-ed11-8847-000d3acb5309 | John Curtin College of the Art | 1645 | ACTIVE
MSA-DOES | PES4152 | Solar Panel | Solar Electric System | 6acea7c8-d7e4-ed11-8847-000d3acb5309 | John Curtin College of the Art | 1645 | ACTIVE
MSA-DOES | PES4259 | Fall Protection System | Fall Protection System | 8cdcabc5-d7e4-ed11-8847-0022481170b3 | John Curtin College of the Art | 1645 | ACTIVE
MSA-DOES | PES4708 | Fire Hydrant | Fire Hydrant | f3daa8c7-d7e4-ed11-8847-0022489339ad | John Curtin College of the Art | 1645 | ACTIVE
MSA-DOES | PES5145 | Lighting Pole | Lighting Poles: External | 69cea7c8-d7e4-ed11-8847-000d3acb5309 | John Curtin College of the Art | 1645 | ACTIVE
MSA-DOES | PES5222 | Fire Water Storage Tank | Fire Water Storage Tank | 60cea7c8-d7e4-ed11-8847-000d3acb5309 | John Curtin College of the Art | 1645 | ACTIVE
MSA-DOES | PES5234 | Extraction: Dust | Extraction System: Saw Dust | 61cea7c8-d7e4-ed11-8847-000d3acb5309 | John Curtin College of the Art | 1645 | ACTIVE
MSA-DOES | PES5383 | Fire Emergency Warning & Intercommunication System / EWIS | Fire Emergency Warning & Intercommunications Systems (EWIS) or (OWS) | f6daa8c7-d7e4-ed11-8847-0022489339ad | John Curtin College of the Art | 1645 | ACTIVE
MSA-DOES | PES5474 | Manual Call Point / MCP | Manual Call Points (MCP) | 96dcabc5-d7e4-ed11-8847-0022481170b3 | John Curtin College of the Art | 1645 | ACTIVE
MSA-DOES | PES5475 | Fire Detection: Smoke / Heat | Fire Detection: Smoke / Heat | 58cea7c8-d7e4-ed11-8847-000d3acb5309 | John Curtin College of the Art | 1645 | ACTIVE
MSA-DOES | PES5476 | Fire Hydrant Booster Connection | Fire Hydrant Booster Connection | 5fcea7c8-d7e4-ed11-8847-000d3acb5309 | John Curtin College of the Art | 1645 | ACTIVE
MSA-DOES | PES5477 | Fire Hydrant | Fire Hydrant | f3daa8c7-d7e4-ed11-8847-0022489339ad | John Curtin College of the Art | 1645 | ACTIVE
MSA-DOES | PES5559 | Emergency Eye Wash | Emergency Eye Wash / Safety Shower | 6dcea7c8-d7e4-ed11-8847-000d3acb5309 | John Curtin College of the Art | 1645 | ACTIVE
MSA-DOES | PES5866 | ON HOLD - Effluent System | Sewerage Pumping Station | 55cea7c8-d7e4-ed11-8847-000d3acb5309 | John Curtin College of the Art | 1645 | INACTIVE
MSA-DOES | PES5992 | Dangerou Good Safety Storage Cabinet | Dangerous Goods Safety Storage Cabinets | eedaa8c7-d7e4-ed11-8847-0022489339ad | John Curtin College of the Art | 1645 | ACTIVE
MSA-DOES | PES6076 | Pest Control | Pest Control | 68cea7c8-d7e4-ed11-8847-000d3acb5309 | John Curtin College of the Art | 1645 | INACTIVE
MSA-DOES | PES6202 | Tempering Valve | Tempering Valve | 74cea7c8-d7e4-ed11-8847-000d3acb5309 | John Curtin College of the Art | 1645 | ACTIVE
MSA-DOES | PES6203 | Hot Water System: Ga & Electric | Hot Water Unit: Gas & Electric | d8a9f4c6-d7e4-ed11-8847-002248117628 | John Curtin College of the Art | 1645 | ACTIVE
MSA-DOES | PES6717 | Compressor: | Air Compressor | d1a9f4c6-d7e4-ed11-8847-002248117628 | John Curtin College of the Art | 1645 | ACTIVE
MSA-DOES | PES6841 | Boiling/Chilled Water Unit | Drinking Water Unit: Boiling / Chilled | 57cea7c8-d7e4-ed11-8847-000d3acb5309 | John Curtin College of the Art | 1645 | ACTIVE
MSA-DOES | PES6842 | Ga Appliance | Gas Appliance | 70cea7c8-d7e4-ed11-8847-000d3acb5309 | John Curtin College of the Art | 1645 | ACTIVE
MSA-DOES | PES6855 | Air Compressor: Receiver | Air Compressor | d1a9f4c6-d7e4-ed11-8847-002248117628 | John Curtin College of the Art | 1645 | ACTIVE
MSA-DOES | PES6864 | Lift: Monitoring Service | Lift: Passenger | 5dcea7c8-d7e4-ed11-8847-000d3acb5309 | John Curtin College of the Art | 1645 | ACTIVE
MSA-DOES | PES6967 | Pest Control | Pest Control | 68cea7c8-d7e4-ed11-8847-000d3acb5309 | John Curtin College of the Art | 1645 | ACTIVE
MSA-DOES | PES7035 | Design & Technology: Portable Ga Welding System | Design & Technology: Portable Gas Welding System | 8adcabc5-d7e4-ed11-8847-0022481170b3 | John Curtin College of the Art | 1645 | ACTIVE
MSA-DOES | PES2420 | Backflow Prevention Valve | Backflow Prevention Valve | e9daa8c7-d7e4-ed11-8847-0022489339ad | John Tonkin College - MET Campu | 8382 | ACTIVE
MSA-DOES | PES2421 | SERVICE MOVED OVER TO PEEL - BMS - Inspection, Service & Report | Building Management System (BMS) | 51cea7c8-d7e4-ed11-8847-000d3acb5309 | John Tonkin College - MET Campu | 8382 | INACTIVE
MSA-DOES | PES2422 | SERVICE NOT REQUIRED - Oven: Convotherm) | Gas Appliance | 70cea7c8-d7e4-ed11-8847-000d3acb5309 | John Tonkin College - MET Campu | 8382 | INACTIVE
MSA-DOES | PES2423 | Door: Automatic | Door: Automatic | 4ecea7c8-d7e4-ed11-8847-000d3acb5309 | John Tonkin College - MET Campu | 8382 | ACTIVE
MSA-DOES | PES2424 | Fume Cupboard | Fume Cupboards | f7daa8c7-d7e4-ed11-8847-0022489339ad | John Tonkin College - MET Campu | 8382 | ACTIVE
MSA-DOES | PES2425 | Ga Space Heating | Gas Space Heating | 8fdcabc5-d7e4-ed11-8847-0022481170b3 | John Tonkin College - MET Campu | 8382 | ACTIVE
MSA-DOES | PES2426 | Gutter, Downpipe & Roof | Gutters, Downpipes & Roofs | f8daa8c7-d7e4-ed11-8847-0022489339ad | John Tonkin College - MET Campu | 8382 | ACTIVE
MSA-DOES | PES2427 | SERVICE MOVED OVER TO PEEL - Irrigation - Inspection, Service and Report | Irrigation: Bore | 8ddcabc5-d7e4-ed11-8847-0022481170b3 | John Tonkin College - MET Campu | 8382 | INACTIVE
MSA-DOES | PES2428 | Kitchen Equipment - Inspection, Service & Report | Kitchen Canopy: Commercial | 5bcea7c8-d7e4-ed11-8847-000d3acb5309 | John Tonkin College - MET Campu | 8382 | INACTIVE
MSA-DOES | PES2429 | SERVICE MOVED TO DTWD CONTACT PMPTW2638 - Lift | Lift: Passenger | 5dcea7c8-d7e4-ed11-8847-000d3acb5309 | John Tonkin College - MET Campu | 8382 | INACTIVE
MSA-DOES | PES2430 | Grease Trap: | Grease Trap: | fadaa8c7-d7e4-ed11-8847-0022489339ad | John Tonkin College - MET Campu | 8382 | ACTIVE
MSA-DOES | PES2431 | Oil Pit | Pit: | 72cea7c8-d7e4-ed11-8847-000d3acb5309 | John Tonkin College - MET Campu | 8382 | ACTIVE
MSA-DOES | PES2432 | SERVICE MOVED OVER TO PEEL - Peel- Monorail | Lifting Equipment: Hoist / Winch | fcdaa8c7-d7e4-ed11-8847-0022489339ad | John Tonkin College - MET Campu | 8382 | INACTIVE
MSA-DOES | PES2433 | Pest Control | Pest Control | 68cea7c8-d7e4-ed11-8847-000d3acb5309 | John Tonkin College - MET Campu | 8382 | ACTIVE
MSA-DOES | PES2434 | Testing & Tagging | Testing & Tagging | dba9f4c6-d7e4-ed11-8847-002248117628 | John Tonkin College - MET Campu | 8382 | ACTIVE
MSA-DOES | PES4338 | Thermostatic Mixing Valve | Thermostatic Mixing Valve | 12dba8c7-d7e4-ed11-8847-0022489339ad | John Tonkin College - MET Campu | 8382 | ACTIVE
MSA-DOES | PES4350 | Emergency & Exit Lighting | Emergency & Exit Lighting | 54cea7c8-d7e4-ed11-8847-000d3acb5309 | John Tonkin College - MET Campu | 8382 | ACTIVE
MSA-DOES | PES4351 | Residual Current Device / RCD | Residual Current Devices (RCD) | 73cea7c8-d7e4-ed11-8847-000d3acb5309 | John Tonkin College - MET Campu | 8382 | ACTIVE
MSA-DOES | PES4437 | SERVICE MOVED OVER TO PEEL - Emergency Shower & Eye Wash Basin - Inspection, Service & Report | Emergency Eye Wash / Safety Shower | 6dcea7c8-d7e4-ed11-8847-000d3acb5309 | John Tonkin College - MET Campu | 8382 | INACTIVE
MSA-DOES | PES4915 | INACTIVE-Climbing Wall - Inspection, Service & Report | Climbing Wall / Abseiling Structure | ebdaa8c7-d7e4-ed11-8847-0022489339ad | John Tonkin College - MET Campu | 8382 | INACTIVE
MSA-DOES | PES5063 | Lighting Pole | Lighting Poles: External | 69cea7c8-d7e4-ed11-8847-000d3acb5309 | John Tonkin College - MET Campu | 8382 | ACTIVE
MSA-DOES | PES5314 | Oil Separator | Oil Separator | 76cea7c8-d7e4-ed11-8847-000d3acb5309 | John Tonkin College - MET Campu | 8382 | ACTIVE
MSA-DOES | PES5424 | Tempering Valve | Tempering Valve | 74cea7c8-d7e4-ed11-8847-000d3acb5309 | John Tonkin College - MET Campu | 8382 | ACTIVE
MSA-DOES | PES5749 | Lift 2 (Passenger) - Inspection, Service & Report | Lift: Passenger | 5dcea7c8-d7e4-ed11-8847-000d3acb5309 | John Tonkin College - MET Campu | 8382 | INACTIVE
MSA-DOES | PES5784 | Lift | Lift: Passenger | 5dcea7c8-d7e4-ed11-8847-000d3acb5309 | John Tonkin College - MET Campu | 8382 | ACTIVE
MSA-DOES | PES5797 | Effluent System | Sewerage Pumping Station | 55cea7c8-d7e4-ed11-8847-000d3acb5309 | John Tonkin College - MET Campu | 8382 | ACTIVE
MSA-DOES | PES5798 | Ga Appliance | Gas Appliance | 70cea7c8-d7e4-ed11-8847-000d3acb5309 | John Tonkin College - MET Campu | 8382 | ACTIVE
MSA-DOES | PES6024 | Dangerou Good Safety Storage Cabinet | Dangerous Goods Safety Storage Cabinets | eedaa8c7-d7e4-ed11-8847-0022489339ad | John Tonkin College - MET Campu | 8382 | ACTIVE
MSA-DOES | PES6052 | PAC: Lighting System | PAC: | ffdaa8c7-d7e4-ed11-8847-0022489339ad | John Tonkin College - MET Campu | 8382 | ACTIVE
MSA-DOES | PES6053 | PAC: Audio System | PAC: | ffdaa8c7-d7e4-ed11-8847-0022489339ad | John Tonkin College - MET Campu | 8382 | ACTIVE
MSA-DOES | PES6054 | PAC: Curtain | PAC: | ffdaa8c7-d7e4-ed11-8847-0022489339ad | John Tonkin College - MET Campu | 8382 | ACTIVE
MSA-DOES | PES6055 | PAC: Lighting Grid / Bar | PAC: | ffdaa8c7-d7e4-ed11-8847-0022489339ad | John Tonkin College - MET Campu | 8382 | ACTIVE
MSA-DOES | PES6056 | PAC: Staging System | PAC: | ffdaa8c7-d7e4-ed11-8847-0022489339ad | John Tonkin College - MET Campu | 8382 | ACTIVE
MSA-DOES | PES6112 | Grease Trap: | Grease Trap: | fadaa8c7-d7e4-ed11-8847-0022489339ad | John Tonkin College - MET Campu | 8382 | ACTIVE
MSA-DOES | PES6113 | Hot Water System: Ga & Electric | Hot Water Unit: Gas & Electric | d8a9f4c6-d7e4-ed11-8847-002248117628 | John Tonkin College - MET Campu | 8382 | ACTIVE
MSA-DOES | PES6252 | Lift: Monitoring Service | Lift: Passenger | 5dcea7c8-d7e4-ed11-8847-000d3acb5309 | John Tonkin College - MET Campu | 8382 | ACTIVE
MSA-DOES | PES6277 | Air Conditioning: Evaporative Cooler | Air Conditioning: Evaporative Cooler | d3a9f4c6-d7e4-ed11-8847-002248117628 | John Tonkin College - MET Campu | 8382 | ACTIVE
MSA-DOES | PES6608 | Boiling/Chilled Water Unit | Drinking Water Unit: Boiling / Chilled | 57cea7c8-d7e4-ed11-8847-000d3acb5309 | John Tonkin College - MET Campu | 8382 | ACTIVE
MSA-DOES | PES6718 | Compressor: | Air Compressor | d1a9f4c6-d7e4-ed11-8847-002248117628 | John Tonkin College - MET Campu | 8382 | INACTIVE
MSA-DOES | PES6856 | Air Compressor: Receiver | Air Compressor | d1a9f4c6-d7e4-ed11-8847-002248117628 | John Tonkin College - MET Campu | 8382 | INACTIVE
MSA-DOES | PES2406 | NO ASSET ONSITE-Climbing Wall - Inspection, Service & Report | Climbing Wall / Abseiling Structure | ebdaa8c7-d7e4-ed11-8847-0022489339ad | John Tonkin College - Tindale Campu | 1684 | INACTIVE
MSA-DOES | PES2407 | Extraction: Dust | Extraction System: Saw Dust | 61cea7c8-d7e4-ed11-8847-000d3acb5309 | John Tonkin College - Tindale Campu | 1684 | ACTIVE
MSA-DOES | PES2408 | Emergency & Exit Lighting | Emergency & Exit Lighting | 54cea7c8-d7e4-ed11-8847-000d3acb5309 | John Tonkin College - Tindale Campu | 1684 | ACTIVE
MSA-DOES | PES2409 | Air Conditioning: Evaporative Cooler | Air Conditioning: Evaporative Cooler | d3a9f4c6-d7e4-ed11-8847-002248117628 | John Tonkin College - Tindale Campu | 1684 | ACTIVE
MSA-DOES | PES2410 | Fire Break | Fire Break | 65cea7c8-d7e4-ed11-8847-000d3acb5309 | John Tonkin College - Tindale Campu | 1684 | ACTIVE
MSA-DOES | PES2411 | Fume Cupboard | Fume Cupboards | f7daa8c7-d7e4-ed11-8847-0022489339ad | John Tonkin College - Tindale Campu | 1684 | ACTIVE
MSA-DOES | PES2412 | Ga Space Heating | Gas Space Heating | 8fdcabc5-d7e4-ed11-8847-0022481170b3 | John Tonkin College - Tindale Campu | 1684 | ACTIVE
MSA-DOES | PES2413 | Gutter, Downpipe & Roof (excl.G Block) | Gutters, Downpipes & Roofs | f8daa8c7-d7e4-ed11-8847-0022489339ad | John Tonkin College - Tindale Campu | 1684 | ACTIVE
MSA-DOES | PES2414 | INACTIVE NO LIFT ON CAMPUS-Lift (Passenger) - Inspection, Service & Report | Lift: Passenger | 5dcea7c8-d7e4-ed11-8847-000d3acb5309 | John Tonkin College - Tindale Campu | 1684 | INACTIVE
MSA-DOES | PES2416 | Mobile Work Platform | Mobile Work Platforms | 07dba8c7-d7e4-ed11-8847-0022489339ad | John Tonkin College - Tindale Campu | 1684 | ACTIVE
MSA-DOES | PES2418 | Residual Current Device / RCD | Residual Current Devices (RCD) | 73cea7c8-d7e4-ed11-8847-000d3acb5309 | John Tonkin College - Tindale Campu | 1684 | ACTIVE
MSA-DOES | PES2419 | INACTIVE AS PER MARIO RAPANARO REQUEST-Termite Inspection | Pest Control | 68cea7c8-d7e4-ed11-8847-000d3acb5309 | John Tonkin College - Tindale Campu | 1684 | INACTIVE
MSA-DOES | PES4260 | Fall Protection System - Inspection, Test & Re-Certification - NO EQUIPMENT ON SITE | Fall Protection System | 8cdcabc5-d7e4-ed11-8847-0022481170b3 | John Tonkin College - Tindale Campu | 1684 | INACTIVE
MSA-DOES | PES4294 | Design & Technology: Fixed Equipment | Design & Technology: Fixed Equipment | 53cea7c8-d7e4-ed11-8847-000d3acb5309 | John Tonkin College - Tindale Campu | 1684 | ACTIVE
MSA-DOES | PES4312 | Fire Hydrant | Fire Hydrant | f3daa8c7-d7e4-ed11-8847-0022489339ad | John Tonkin College - Tindale Campu | 1684 | ACTIVE
MSA-DOES | PES4313 | Fire Hose Reel | Fire Hose Reel | f4daa8c7-d7e4-ed11-8847-0022489339ad | John Tonkin College - Tindale Campu | 1684 | ACTIVE
MSA-DOES | PES4314 | Fire Blanket | Fire Blanket | f5daa8c7-d7e4-ed11-8847-0022489339ad | John Tonkin College - Tindale Campu | 1684 | ACTIVE
MSA-DOES | PES4315 | Fire Extinguisher | Fire Extinguisher | 63cea7c8-d7e4-ed11-8847-000d3acb5309 | John Tonkin College - Tindale Campu | 1684 | ACTIVE
MSA-DOES | PES4530 | PAC: Lighting System | PAC: | ffdaa8c7-d7e4-ed11-8847-0022489339ad | John Tonkin College - Tindale Campu | 1684 | ACTIVE
MSA-DOES | PES4580 | PAC: Curtain | PAC: | ffdaa8c7-d7e4-ed11-8847-0022489339ad | John Tonkin College - Tindale Campu | 1684 | ACTIVE
MSA-DOES | PES4609 | PAC: Audio System | PAC: | ffdaa8c7-d7e4-ed11-8847-0022489339ad | John Tonkin College - Tindale Campu | 1684 | INACTIVE
MSA-DOES | PES4644 | PAC: Lighting Grid / Bar | PAC: | ffdaa8c7-d7e4-ed11-8847-0022489339ad | John Tonkin College - Tindale Campu | 1684 | ACTIVE
MSA-DOES | PES4709 | Fire Hydrant | Fire Hydrant | f3daa8c7-d7e4-ed11-8847-0022489339ad | John Tonkin College - Tindale Campu | 1684 | ACTIVE
MSA-DOES | PES4898 | Tempering Valve | Tempering Valve | 74cea7c8-d7e4-ed11-8847-000d3acb5309 | John Tonkin College - Tindale Campu | 1684 | ACTIVE
MSA-DOES | PES4899 | Emergency Eye Wash | Emergency Eye Wash / Safety Shower | 6dcea7c8-d7e4-ed11-8847-000d3acb5309 | John Tonkin College - Tindale Campu | 1684 | ACTIVE
MSA-DOES | PES5107 | Lighting Pole | Lighting Poles: External | 69cea7c8-d7e4-ed11-8847-000d3acb5309 | John Tonkin College - Tindale Campu | 1684 | ACTIVE
MSA-DOES | PES5565 | Thermostatic Mixing Valve | Thermostatic Mixing Valve | 12dba8c7-d7e4-ed11-8847-0022489339ad | John Tonkin College - Tindale Campu | 1684 | ACTIVE
MSA-DOES | PES5878 | Ga Appliance | Gas Appliance | 70cea7c8-d7e4-ed11-8847-000d3acb5309 | John Tonkin College - Tindale Campu | 1684 | ACTIVE
MSA-DOES | PES5882 | Fire Hydrant | Fire Hydrant | f3daa8c7-d7e4-ed11-8847-0022489339ad | John Tonkin College - Tindale Campu | 1684 | ACTIVE
MSA-DOES | PES5896 | Fall Protection System | Fall Protection System | 8cdcabc5-d7e4-ed11-8847-0022481170b3 | John Tonkin College - Tindale Campu | 1684 | INACTIVE
MSA-DOES | PES6025 | Dangerou Good Safety Storage Cabinet | Dangerous Goods Safety Storage Cabinets | eedaa8c7-d7e4-ed11-8847-0022489339ad | John Tonkin College - Tindale Campu | 1684 | ACTIVE
MSA-DOES | PES6346 | Gutter, Downpipe & Roof - G Block only | Gutters, Downpipes & Roofs | f8daa8c7-d7e4-ed11-8847-0022489339ad | John Tonkin College - Tindale Campu | 1684 | ACTIVE
MSA-DOES | PES6403 | Hot Water System: Ga & Electric | Hot Water Unit: Gas & Electric | d8a9f4c6-d7e4-ed11-8847-002248117628 | John Tonkin College - Tindale Campu | 1684 | ACTIVE
MSA-DOES | PES7011 | Design & Technology: Reticulated Ga Welding System | Design & Technology: Reticulated Gas Welding System | 11dba8c7-d7e4-ed11-8847-0022489339ad | John Tonkin College - Tindale Campu | 1684 | ACTIVE
MSA-DOES | PES7052 | Boiling/Chilled Water Unit | Drinking Water Unit: Boiling / Chilled | 57cea7c8-d7e4-ed11-8847-000d3acb5309 | John Tonkin College - Tindale Campu | 1684 | ACTIVE
MSA-DOES | PES7152 | Sport Court Equipment | Sport Court | 94dcabc5-d7e4-ed11-8847-0022481170b3 | John Tonkin College - Tindale Campu | 1684 | ACTIVE
MSA-DOES | PES4660 | INACTIVE NO ASSET ON SITE-Climbing Wall - Inspection, Service & Report | Climbing Wall / Abseiling Structure | ebdaa8c7-d7e4-ed11-8847-0022489339ad | John Tonkin College Maritime Campu | 8968 | INACTIVE
MSA-DOES | PES4860 | Fire Extinguisher | Fire Extinguisher | 63cea7c8-d7e4-ed11-8847-000d3acb5309 | John Tonkin College Maritime Campu | 8968 | ACTIVE
MSA-DOES | PES4861 | Fire Blanket | Fire Blanket | f5daa8c7-d7e4-ed11-8847-0022489339ad | John Tonkin College Maritime Campu | 8968 | ACTIVE
MSA-DOES | PES4862 | NO ASSETS ONSITE-Fire Hydrant - Inspection, Service & Report | Fire Hydrant | f3daa8c7-d7e4-ed11-8847-0022489339ad | John Tonkin College Maritime Campu | 8968 | INACTIVE
MSA-DOES | PES4863 | NO ASSETS ONSITE-Fire Hose Reel - Inspection, Service & Report | Fire Hose Reel | f4daa8c7-d7e4-ed11-8847-0022489339ad | John Tonkin College Maritime Campu | 8968 | INACTIVE
MSA-DOES | PES6478 | Hot Water System: Ga & Electric | Hot Water Unit: Gas & Electric | d8a9f4c6-d7e4-ed11-8847-002248117628 | John Tonkin College Maritime Campu | 8968 | ACTIVE
MSA-DOES | PES6481 | Emergency & Exit Lighting | Emergency & Exit Lighting | 54cea7c8-d7e4-ed11-8847-000d3acb5309 | John Tonkin College Maritime Campu | 8968 | ACTIVE
MSA-DOES | PES6486 | Residual Current Device / RCD | Residual Current Devices (RCD) | 73cea7c8-d7e4-ed11-8847-000d3acb5309 | John Tonkin College Maritime Campu | 8968 | ACTIVE
MSA-DOES | PES6487 | Effluent System | Sewerage Pumping Station | 55cea7c8-d7e4-ed11-8847-000d3acb5309 | John Tonkin College Maritime Campu | 8968 | ACTIVE
MSA-DOES | PES6488 | Pest Control | Pest Control | 68cea7c8-d7e4-ed11-8847-000d3acb5309 | John Tonkin College Maritime Campu | 8968 | ACTIVE
MSA-DOES | PES6489 | Fan: Ventilation Exhaust | Fan: Ventilation Exhaust | 88dcabc5-d7e4-ed11-8847-0022481170b3 | John Tonkin College Maritime Campu | 8968 | ACTIVE
MSA-DOES | PES6609 | Gutter, Downpipe & Roof | Gutters, Downpipes & Roofs | f8daa8c7-d7e4-ed11-8847-0022489339ad | John Tonkin College Maritime Campu | 8968 | ACTIVE
MSA-DOES | PES7079 | Testing & Tagging | Testing & Tagging | dba9f4c6-d7e4-ed11-8847-002248117628 | John Tonkin College Maritime Campu | 8968 | ACTIVE
MSA-DOES | PES7115 | Tempering Valve | Tempering Valve | 74cea7c8-d7e4-ed11-8847-000d3acb5309 | John Tonkin College Maritime Campu | 8968 | ACTIVE
MSA-DOES | PES7186 | Pest Control | Pest Control | 68cea7c8-d7e4-ed11-8847-000d3acb5309 | John Tonkin College Maritime Campu | 8968 | ACTIVE
MSA-DOES | PES2435 | Backflow Prevention Valve | Backflow Prevention Valve | e9daa8c7-d7e4-ed11-8847-0022489339ad | Kalamunda Primary School | 2522 | ACTIVE
MSA-DOES | PES2436 | Play Ground Equipment | Sport Court & Playground Equipment | 67cea7c8-d7e4-ed11-8847-000d3acb5309 | Kalamunda Primary School | 2522 | ACTIVE
MSA-DOES | PES2437 | Emergency & Exit Lighting | Emergency & Exit Lighting | 54cea7c8-d7e4-ed11-8847-000d3acb5309 | Kalamunda Primary School | 2522 | ACTIVE
MSA-DOES | PES2438 | Air Conditioning: Evaporative Cooler | Air Conditioning: Evaporative Cooler | d3a9f4c6-d7e4-ed11-8847-002248117628 | Kalamunda Primary School | 2522 | ACTIVE
MSA-DOES | PES2439 | Fire Break | Fire Break | 65cea7c8-d7e4-ed11-8847-000d3acb5309 | Kalamunda Primary School | 2522 | ACTIVE
MSA-DOES | PES2440 | Ga Space Heating | Gas Space Heating | 8fdcabc5-d7e4-ed11-8847-0022481170b3 | Kalamunda Primary School | 2522 | ACTIVE
MSA-DOES | PES2441 | Gutter, Downpipe & Roof | Gutters, Downpipes & Roofs | f8daa8c7-d7e4-ed11-8847-0022489339ad | Kalamunda Primary School | 2522 | ACTIVE
MSA-DOES | PES2442 | Residual Current Device / RCD | Residual Current Devices (RCD) | 73cea7c8-d7e4-ed11-8847-000d3acb5309 | Kalamunda Primary School | 2522 | ACTIVE
MSA-DOES | PES2443 | Testing & Tagging | Testing & Tagging | dba9f4c6-d7e4-ed11-8847-002248117628 | Kalamunda Primary School | 2522 | ACTIVE
MSA-DOES | PES2444 | Pest Control | Pest Control | 68cea7c8-d7e4-ed11-8847-000d3acb5309 | Kalamunda Primary School | 2522 | ACTIVE
MSA-DOES | PES2445 | Fire Extinguisher | Fire Extinguisher | 63cea7c8-d7e4-ed11-8847-000d3acb5309 | Kalamunda Primary School | 2522 | ACTIVE
MSA-DOES | PES2446 | Fire Blanket | Fire Blanket | f5daa8c7-d7e4-ed11-8847-0022489339ad | Kalamunda Primary School | 2522 | ACTIVE
MSA-DOES | PES2447 | Fall Protection System | Fall Protection System | 8cdcabc5-d7e4-ed11-8847-0022481170b3 | Kalamunda Primary School | 2522 | ACTIVE
MSA-DOES | PES4153 | Solar Panel | Solar Electric System | 6acea7c8-d7e4-ed11-8847-000d3acb5309 | Kalamunda Primary School | 2522 | ACTIVE
MSA-DOES | PES4843 | INACTIVE NO DEVICES ONSITE-Emergency Eye Wash - Inspection, Service, Testing & Report | Emergency Eye Wash / Safety Shower | 6dcea7c8-d7e4-ed11-8847-000d3acb5309 | Kalamunda Primary School | 2522 | INACTIVE
MSA-DOES | PES4844 | Thermostatic Mixing Valve | Thermostatic Mixing Valve | 12dba8c7-d7e4-ed11-8847-0022489339ad | Kalamunda Primary School | 2522 | ACTIVE
MSA-DOES | PES5064 | INACTIVE NO ASSETS ONSITE-External Lighting Pole - Inspection & Reporting (inc Photo) | Lighting Poles: External | 69cea7c8-d7e4-ed11-8847-000d3acb5309 | Kalamunda Primary School | 2522 | INACTIVE
MSA-DOES | PES5193 | INACTIVE - NO SYSTEM - Effluent System - Inspection, Service & Report | Sewerage Pumping Station | 55cea7c8-d7e4-ed11-8847-000d3acb5309 | Kalamunda Primary School | 2522 | INACTIVE
MSA-DOES | PES5446 | Tempering Valve | Tempering Valve | 74cea7c8-d7e4-ed11-8847-000d3acb5309 | Kalamunda Primary School | 2522 | ACTIVE
MSA-DOES | PES5610 | INACTIVE NO ASSETS ONSITE - Ga Appliance - Inspection, Testing & Report | Gas Appliance | 70cea7c8-d7e4-ed11-8847-000d3acb5309 | Kalamunda Primary School | 2522 | INACTIVE
MSA-DOES | PES6153 | Hot Water System: Ga & Electric | Hot Water Unit: Gas & Electric | d8a9f4c6-d7e4-ed11-8847-002248117628 | Kalamunda Primary School | 2522 | ACTIVE
MSA-DOES | PES6986 | Boiling/Chilled Water Unit | Drinking Water Unit: Boiling / Chilled | 57cea7c8-d7e4-ed11-8847-000d3acb5309 | Kalamunda Primary School | 2522 | ACTIVE
MSA-DOES | PES2448 | Backflow Prevention Valve | Backflow Prevention Valve | e9daa8c7-d7e4-ed11-8847-0022489339ad | Kalamunda Senior High School | 2468 | ACTIVE
MSA-DOES | PES2449 | Emergency & Exit Lighting | Emergency & Exit Lighting | 54cea7c8-d7e4-ed11-8847-000d3acb5309 | Kalamunda Senior High School | 2468 | ACTIVE
MSA-DOES | PES2450 | Air Conditioning: Evaporative Cooler | Air Conditioning: Evaporative Cooler | d3a9f4c6-d7e4-ed11-8847-002248117628 | Kalamunda Senior High School | 2468 | ACTIVE
MSA-DOES | PES2451 | Fire Blanket | Fire Blanket | f5daa8c7-d7e4-ed11-8847-0022489339ad | Kalamunda Senior High School | 2468 | ACTIVE
MSA-DOES | PES2452 | Fire Break | Fire Break | 65cea7c8-d7e4-ed11-8847-000d3acb5309 | Kalamunda Senior High School | 2468 | ACTIVE
MSA-DOES | PES2453 | Fire Extinguisher | Fire Extinguisher | 63cea7c8-d7e4-ed11-8847-000d3acb5309 | Kalamunda Senior High School | 2468 | ACTIVE
MSA-DOES | PES2454 | Fixed Gym Equipment | Gym Equipment : Fixed | 5ecea7c8-d7e4-ed11-8847-000d3acb5309 | Kalamunda Senior High School | 2468 | ACTIVE
MSA-DOES | PES2455 | Fume Cupboard | Fume Cupboards | f7daa8c7-d7e4-ed11-8847-0022489339ad | Kalamunda Senior High School | 2468 | ACTIVE
MSA-DOES | PES2456 | Ga Space Heating | Gas Space Heating | 8fdcabc5-d7e4-ed11-8847-0022481170b3 | Kalamunda Senior High School | 2468 | ACTIVE
MSA-DOES | PES2457 | Gutter, Downpipe & Roof | Gutters, Downpipes & Roofs | f8daa8c7-d7e4-ed11-8847-0022489339ad | Kalamunda Senior High School | 2468 | ACTIVE
MSA-DOES | PES2458 | Fire Hose Reel | Fire Hose Reel | f4daa8c7-d7e4-ed11-8847-0022489339ad | Kalamunda Senior High School | 2468 | ACTIVE
MSA-DOES | PES2459 | Irrigation - Bore Inspection, Flow Test and Chemical Dosing - Inspection, Service and Report | Irrigation: Bore | 8ddcabc5-d7e4-ed11-8847-0022481170b3 | Kalamunda Senior High School | 2468 | INACTIVE
MSA-DOES | PES2460 | Irrigation - Clean Screen in Dam - Inspection, Service and Report | Irrigation: | d7a9f4c6-d7e4-ed11-8847-002248117628 | Kalamunda Senior High School | 2468 | INACTIVE
MSA-DOES | PES2461 | Irrigation - Inspect, Service and Clean Drainage Pipe on Oval | Irrigation: | d7a9f4c6-d7e4-ed11-8847-002248117628 | Kalamunda Senior High School | 2468 | INACTIVE
MSA-DOES | PES2462 | Lift | Lift: Passenger | 5dcea7c8-d7e4-ed11-8847-000d3acb5309 | Kalamunda Senior High School | 2468 | ACTIVE
MSA-DOES | PES2463 | Design & Technology: Fixed Equipment | Design & Technology: Fixed Equipment | 53cea7c8-d7e4-ed11-8847-000d3acb5309 | Kalamunda Senior High School | 2468 | ACTIVE
MSA-DOES | PES2464 | Mobile Work Platform | Mobile Work Platforms | 07dba8c7-d7e4-ed11-8847-0022489339ad | Kalamunda Senior High School | 2468 | ACTIVE
MSA-DOES | PES2465 | Residual Current Device / RCD | Residual Current Devices (RCD) | 73cea7c8-d7e4-ed11-8847-000d3acb5309 | Kalamunda Senior High School | 2468 | ACTIVE
MSA-DOES | PES2466 | Solar Panel | Solar Electric System | 6acea7c8-d7e4-ed11-8847-000d3acb5309 | Kalamunda Senior High School | 2468 | ACTIVE
MSA-DOES | PES2467 | Pest Control | Pest Control | 68cea7c8-d7e4-ed11-8847-000d3acb5309 | Kalamunda Senior High School | 2468 | ACTIVE
MSA-DOES | PES2468 | Testing & Tagging | Testing & Tagging | dba9f4c6-d7e4-ed11-8847-002248117628 | Kalamunda Senior High School | 2468 | ACTIVE
MSA-DOES | PES2469 | Thermostatic Mixing Valve | Thermostatic Mixing Valve | 12dba8c7-d7e4-ed11-8847-0022489339ad | Kalamunda Senior High School | 2468 | ACTIVE
MSA-DOES | PES4261 | Fall Protection System | Fall Protection System | 8cdcabc5-d7e4-ed11-8847-0022481170b3 | Kalamunda Senior High School | 2468 | ACTIVE
MSA-DOES | PES4493 | Emergency Eye Wash | Emergency Eye Wash / Safety Shower | 6dcea7c8-d7e4-ed11-8847-000d3acb5309 | Kalamunda Senior High School | 2468 | ACTIVE
MSA-DOES | PES5065 | Lighting Pole | Lighting Poles: External | 69cea7c8-d7e4-ed11-8847-000d3acb5309 | Kalamunda Senior High School | 2468 | ACTIVE
MSA-DOES | PES5235 | Extraction: Dust | Extraction System: Saw Dust | 61cea7c8-d7e4-ed11-8847-000d3acb5309 | Kalamunda Senior High School | 2468 | ACTIVE
MSA-DOES | PES5272 | Tempering Valve | Tempering Valve | 74cea7c8-d7e4-ed11-8847-000d3acb5309 | Kalamunda Senior High School | 2468 | ACTIVE
MSA-DOES | PES5627 | Ga Appliance | Gas Appliance | 70cea7c8-d7e4-ed11-8847-000d3acb5309 | Kalamunda Senior High School | 2468 | ACTIVE
MSA-DOES | PES5999 | Dangerou Good Safety Storage Cabinet | Dangerous Goods Safety Storage Cabinets | eedaa8c7-d7e4-ed11-8847-0022489339ad | Kalamunda Senior High School | 2468 | ACTIVE
MSA-DOES | PES6062 | Design & Technology: Reticulated Ga Welding System | Design & Technology: Reticulated Gas Welding System | 11dba8c7-d7e4-ed11-8847-0022489339ad | Kalamunda Senior High School | 2468 | ACTIVE
MSA-DOES | PES6331 | Lift: Monitoring Service | Lift: Passenger | 5dcea7c8-d7e4-ed11-8847-000d3acb5309 | Kalamunda Senior High School | 2468 | ACTIVE
MSA-DOES | PES6349 | Boiling/Chilled Water Unit | Drinking Water Unit: Boiling / Chilled | 57cea7c8-d7e4-ed11-8847-000d3acb5309 | Kalamunda Senior High School | 2468 | ACTIVE
MSA-DOES | PES6617 | Hot Water System: Ga & Electric | Hot Water Unit: Gas & Electric | d8a9f4c6-d7e4-ed11-8847-002248117628 | Kalamunda Senior High School | 2468 | ACTIVE
MSA-DOES | PES6719 | Compressor: | Air Compressor | d1a9f4c6-d7e4-ed11-8847-002248117628 | Kalamunda Senior High School | 2468 | ACTIVE
MSA-DOES | PES6866 | Air Compressor: Receiver | Air Compressor | d1a9f4c6-d7e4-ed11-8847-002248117628 | Kalamunda Senior High School | 2468 | ACTIVE
MSA-DOES | PES7185 | Pump: Macerator | Under Sink Pump: Macerator | 6ccea7c8-d7e4-ed11-8847-000d3acb5309 | Kalamunda Senior High School | 2468 | ACTIVE
MSA-DOES | PES2470 | Testing & Tagging | Testing & Tagging | dba9f4c6-d7e4-ed11-8847-002248117628 | Kardinya Primary School | 1826 | ACTIVE
MSA-DOES | PES2471 | Play Ground Equipment | Sport Court & Playground Equipment | 67cea7c8-d7e4-ed11-8847-000d3acb5309 | Kardinya Primary School | 1826 | ACTIVE
MSA-DOES | PES2472 | Backflow Prevention Valve | Backflow Prevention Valve | e9daa8c7-d7e4-ed11-8847-0022489339ad | Kardinya Primary School | 1826 | ACTIVE
MSA-DOES | PES2473 | Emergency & Exit Lighting | Emergency & Exit Lighting | 54cea7c8-d7e4-ed11-8847-000d3acb5309 | Kardinya Primary School | 1826 | ACTIVE
MSA-DOES | PES2474 | Air Conditioning: Evaporative Cooler | Air Conditioning: Evaporative Cooler | d3a9f4c6-d7e4-ed11-8847-002248117628 | Kardinya Primary School | 1826 | ACTIVE
MSA-DOES | PES2475 | Ga Space Heating | Gas Space Heating | 8fdcabc5-d7e4-ed11-8847-0022481170b3 | Kardinya Primary School | 1826 | ACTIVE
MSA-DOES | PES2476 | Gutter, Downpipe & Roof | Gutters, Downpipes & Roofs | f8daa8c7-d7e4-ed11-8847-0022489339ad | Kardinya Primary School | 1826 | ACTIVE
MSA-DOES | PES2477 | Residual Current Device / RCD | Residual Current Devices (RCD) | 73cea7c8-d7e4-ed11-8847-000d3acb5309 | Kardinya Primary School | 1826 | ACTIVE
MSA-DOES | PES2478 | Solar Panel | Solar Electric System | 6acea7c8-d7e4-ed11-8847-000d3acb5309 | Kardinya Primary School | 1826 | ACTIVE
MSA-DOES | PES2479 | Pest Control | Pest Control | 68cea7c8-d7e4-ed11-8847-000d3acb5309 | Kardinya Primary School | 1826 | ACTIVE
MSA-DOES | PES2480 | Fire Extinguisher | Fire Extinguisher | 63cea7c8-d7e4-ed11-8847-000d3acb5309 | Kardinya Primary School | 1826 | ACTIVE
MSA-DOES | PES2481 | Fire Blanket | Fire Blanket | f5daa8c7-d7e4-ed11-8847-0022489339ad | Kardinya Primary School | 1826 | ACTIVE
MSA-DOES | PES2482 | Fall Protection System | Fall Protection System | 8cdcabc5-d7e4-ed11-8847-0022481170b3 | Kardinya Primary School | 1826 | ACTIVE
MSA-DOES | PES4455 | Thermostatic Mixing Valve | Thermostatic Mixing Valve | 12dba8c7-d7e4-ed11-8847-0022489339ad | Kardinya Primary School | 1826 | ACTIVE
MSA-DOES | PES5146 | Lighting Pole | Lighting Poles: External | 69cea7c8-d7e4-ed11-8847-000d3acb5309 | Kardinya Primary School | 1826 | ACTIVE
MSA-DOES | PES5174 | Emergency Eye Wash | Emergency Eye Wash / Safety Shower | 6dcea7c8-d7e4-ed11-8847-000d3acb5309 | Kardinya Primary School | 1826 | ACTIVE
MSA-DOES | PES5195 | Tempering Valve | Tempering Valve | 74cea7c8-d7e4-ed11-8847-000d3acb5309 | Kardinya Primary School | 1826 | ACTIVE
MSA-DOES | PES5927 | Ga Appliance | Gas Appliance | 70cea7c8-d7e4-ed11-8847-000d3acb5309 | Kardinya Primary School | 1826 | ACTIVE
MSA-DOES | PES6529 | Hot Water System: Ga & Electric | Hot Water Unit: Gas & Electric | d8a9f4c6-d7e4-ed11-8847-002248117628 | Kardinya Primary School | 1826 | ACTIVE
MSA-DOES | PES6949 | Boiling/Chilled Water Unit | Drinking Water Unit: Boiling / Chilled | 57cea7c8-d7e4-ed11-8847-000d3acb5309 | Kardinya Primary School | 1826 | ACTIVE
MSA-DOES | PES7140 | Compressor: | Air Compressor | d1a9f4c6-d7e4-ed11-8847-002248117628 | Kardinya Primary School | 1826 | ACTIVE
MSA-DOES | PES2232 | Testing & Tagging | Testing & Tagging | dba9f4c6-d7e4-ed11-8847-002248117628 | Kelmscott Primary School | 2525 | ACTIVE
MSA-DOES | PES2559 | Backflow Prevention Valve | Backflow Prevention Valve | e9daa8c7-d7e4-ed11-8847-0022489339ad | Kelmscott Primary School | 2525 | ACTIVE
MSA-DOES | PES2632 | Emergency & Exit Lighting | Emergency & Exit Lighting | 54cea7c8-d7e4-ed11-8847-000d3acb5309 | Kelmscott Primary School | 2525 | ACTIVE
MSA-DOES | PES2699 | Air Conditioning: Evaporative Cooler | Air Conditioning: Evaporative Cooler | d3a9f4c6-d7e4-ed11-8847-002248117628 | Kelmscott Primary School | 2525 | ACTIVE
MSA-DOES | PES3280 | Fall Protection System | Fall Protection System | 8cdcabc5-d7e4-ed11-8847-0022481170b3 | Kelmscott Primary School | 2525 | ACTIVE
MSA-DOES | PES3327 | Ga Space Heating | Gas Space Heating | 8fdcabc5-d7e4-ed11-8847-0022481170b3 | Kelmscott Primary School | 2525 | ACTIVE
MSA-DOES | PES3392 | Play Ground Equipment | Sport Court & Playground Equipment | 67cea7c8-d7e4-ed11-8847-000d3acb5309 | Kelmscott Primary School | 2525 | ACTIVE
MSA-DOES | PES3689 | Residual Current Device / RCD | Residual Current Devices (RCD) | 73cea7c8-d7e4-ed11-8847-000d3acb5309 | Kelmscott Primary School | 2525 | ACTIVE
MSA-DOES | PES3717 | NO ASSETS ONSITE-Thermostatic Mixing Valve - Inspection, Service & Report | Thermostatic Mixing Valve | 12dba8c7-d7e4-ed11-8847-0022489339ad | Kelmscott Primary School | 2525 | INACTIVE
MSA-DOES | PES3810 | Pest Control | Pest Control | 68cea7c8-d7e4-ed11-8847-000d3acb5309 | Kelmscott Primary School | 2525 | ACTIVE
MSA-DOES | PES3931 | Fire Extinguisher | Fire Extinguisher | 63cea7c8-d7e4-ed11-8847-000d3acb5309 | Kelmscott Primary School | 2525 | ACTIVE
MSA-DOES | PES4051 | Fire Blanket | Fire Blanket | f5daa8c7-d7e4-ed11-8847-0022489339ad | Kelmscott Primary School | 2525 | ACTIVE
MSA-DOES | PES4052 | Gutter, Downpipe & Roof | Gutters, Downpipes & Roofs | f8daa8c7-d7e4-ed11-8847-0022489339ad | Kelmscott Primary School | 2525 | ACTIVE
MSA-DOES | PES4053 | INACTIVE-Irrigation - Pump - Inspection, Service & Report | Pump: Irrigation | 9bdcabc5-d7e4-ed11-8847-0022481170b3 | Kelmscott Primary School | 2525 | INACTIVE
MSA-DOES | PES5066 | Lighting Pole | Lighting Poles: External | 69cea7c8-d7e4-ed11-8847-000d3acb5309 | Kelmscott Primary School | 2525 | ACTIVE
MSA-DOES | PES5266 | Emergency Eye Wash & Safety Shower | Emergency Eye Wash / Safety Shower | 6dcea7c8-d7e4-ed11-8847-000d3acb5309 | Kelmscott Primary School | 2525 | ACTIVE
MSA-DOES | PES5373 | Fan: Large Diameter | Fan: Large Diameter | 5acea7c8-d7e4-ed11-8847-000d3acb5309 | Kelmscott Primary School | 2525 | ACTIVE
MSA-DOES | PES5888 | Ga Appliance | Gas Appliance | 70cea7c8-d7e4-ed11-8847-000d3acb5309 | Kelmscott Primary School | 2525 | ACTIVE
MSA-DOES | PES6237 | Tempering Valve | Tempering Valve | 74cea7c8-d7e4-ed11-8847-000d3acb5309 | Kelmscott Primary School | 2525 | ACTIVE
MSA-DOES | PES6238 | Thermostatic Mixing Valve | Thermostatic Mixing Valve | 12dba8c7-d7e4-ed11-8847-0022489339ad | Kelmscott Primary School | 2525 | ACTIVE
MSA-DOES | PES6456 | Hot Water System: Ga & Electric | Hot Water Unit: Gas & Electric | d8a9f4c6-d7e4-ed11-8847-002248117628 | Kelmscott Primary School | 2525 | ACTIVE
MSA-DOES | PES6879 | Boiling/Chilled Water Unit | Drinking Water Unit: Boiling / Chilled | 57cea7c8-d7e4-ed11-8847-000d3acb5309 | Kelmscott Primary School | 2525 | ACTIVE
MSA-DOES | PES2497 | Backflow Prevention Valve | Backflow Prevention Valve | e9daa8c7-d7e4-ed11-8847-0022489339ad | Kelmscott Senior High School | 2475 | ACTIVE
MSA-DOES | PES2498 | Air Compressor: Receiver | Air Compressor | d1a9f4c6-d7e4-ed11-8847-002248117628 | Kelmscott Senior High School | 2475 | ACTIVE
MSA-DOES | PES2499 | Climbing Wall | Climbing Wall / Abseiling Structure | ebdaa8c7-d7e4-ed11-8847-0022489339ad | Kelmscott Senior High School | 2475 | ACTIVE
MSA-DOES | PES2500 | Effluent System | Sewerage Pumping Station | 55cea7c8-d7e4-ed11-8847-000d3acb5309 | Kelmscott Senior High School | 2475 | ACTIVE
MSA-DOES | PES2501 | Emergency & Exit Lighting | Emergency & Exit Lighting | 54cea7c8-d7e4-ed11-8847-000d3acb5309 | Kelmscott Senior High School | 2475 | ACTIVE
MSA-DOES | PES2502 | Air Conditioning: Evaporative Cooler | Air Conditioning: Evaporative Cooler | d3a9f4c6-d7e4-ed11-8847-002248117628 | Kelmscott Senior High School | 2475 | ACTIVE
MSA-DOES | PES2503 | Exhaust Fan - Inspection, Service & Report - EQUIPMENT DECOMMISSIONED | Fan: Ventilation Exhaust | 88dcabc5-d7e4-ed11-8847-0022481170b3 | Kelmscott Senior High School | 2475 | INACTIVE
MSA-DOES | PES2504 | Fire Break | Fire Break | 65cea7c8-d7e4-ed11-8847-000d3acb5309 | Kelmscott Senior High School | 2475 | ACTIVE
MSA-DOES | PES2505 | Fixed Gym Equipment | Gym Equipment : Fixed | 5ecea7c8-d7e4-ed11-8847-000d3acb5309 | Kelmscott Senior High School | 2475 | ACTIVE
MSA-DOES | PES2506 | Fume Cupboard | Fume Cupboards | f7daa8c7-d7e4-ed11-8847-0022489339ad | Kelmscott Senior High School | 2475 | ACTIVE
MSA-DOES | PES2507 | Ga Space Heating | Gas Space Heating | 8fdcabc5-d7e4-ed11-8847-0022481170b3 | Kelmscott Senior High School | 2475 | ACTIVE
MSA-DOES | PES2508 | Design & Technology: Fixed Equipment | Design & Technology: Fixed Equipment | 53cea7c8-d7e4-ed11-8847-000d3acb5309 | Kelmscott Senior High School | 2475 | ACTIVE
MSA-DOES | PES2509 | Mobile Work Platform | Mobile Work Platforms | 07dba8c7-d7e4-ed11-8847-0022489339ad | Kelmscott Senior High School | 2475 | ACTIVE
MSA-DOES | PES2510 | Air Conditioning: Package | Air Conditioning: Package | 85dcabc5-d7e4-ed11-8847-0022481170b3 | Kelmscott Senior High School | 2475 | ACTIVE
MSA-DOES | PES2511 | Residual Current Device / RCD | Residual Current Devices (RCD) | 73cea7c8-d7e4-ed11-8847-000d3acb5309 | Kelmscott Senior High School | 2475 | ACTIVE
MSA-DOES | PES2512 | Solar Panel | Solar Electric System | 6acea7c8-d7e4-ed11-8847-000d3acb5309 | Kelmscott Senior High School | 2475 | ACTIVE
MSA-DOES | PES2513 | Thermostatic Mixing Valve | Thermostatic Mixing Valve | 12dba8c7-d7e4-ed11-8847-0022489339ad | Kelmscott Senior High School | 2475 | ACTIVE
MSA-DOES | PES2514 | Grease Trap: | Grease Trap: | fadaa8c7-d7e4-ed11-8847-0022489339ad | Kelmscott Senior High School | 2475 | ACTIVE
MSA-DOES | PES2515 | Gutter, Downpipe & Roof | Gutters, Downpipes & Roofs | f8daa8c7-d7e4-ed11-8847-0022489339ad | Kelmscott Senior High School | 2475 | ACTIVE
MSA-DOES | PES2516 | Testing & Tagging | Testing & Tagging | dba9f4c6-d7e4-ed11-8847-002248117628 | Kelmscott Senior High School | 2475 | ACTIVE
MSA-DOES | PES2517 | Pest Control | Pest Control | 68cea7c8-d7e4-ed11-8847-000d3acb5309 | Kelmscott Senior High School | 2475 | ACTIVE
MSA-DOES | PES2518 | Fire Extinguisher | Fire Extinguisher | 63cea7c8-d7e4-ed11-8847-000d3acb5309 | Kelmscott Senior High School | 2475 | ACTIVE
MSA-DOES | PES2519 | Fire Hydrant | Fire Hydrant | f3daa8c7-d7e4-ed11-8847-0022489339ad | Kelmscott Senior High School | 2475 | ACTIVE
MSA-DOES | PES2520 | Fire Hydrant Booster Connection | Fire Hydrant Booster Connection | 5fcea7c8-d7e4-ed11-8847-000d3acb5309 | Kelmscott Senior High School | 2475 | ACTIVE
MSA-DOES | PES2521 | Fire Hose Reel | Fire Hose Reel | f4daa8c7-d7e4-ed11-8847-0022489339ad | Kelmscott Senior High School | 2475 | ACTIVE
MSA-DOES | PES2522 | Fire Blanket | Fire Blanket | f5daa8c7-d7e4-ed11-8847-0022489339ad | Kelmscott Senior High School | 2475 | ACTIVE
MSA-DOES | PES4262 | Fall Protection System | Fall Protection System | 8cdcabc5-d7e4-ed11-8847-0022481170b3 | Kelmscott Senior High School | 2475 | ACTIVE
MSA-DOES | PES4453 | INACTIVE SERVICE NOT REQ-Termite Monitoring And Baiting System - Monitoring and Baiting | Pest Control | 68cea7c8-d7e4-ed11-8847-000d3acb5309 | Kelmscott Senior High School | 2475 | INACTIVE
MSA-DOES | PES4531 | PAC: Lighting System | PAC: | ffdaa8c7-d7e4-ed11-8847-0022489339ad | Kelmscott Senior High School | 2475 | ACTIVE
MSA-DOES | PES4556 | PAC: Staging System | PAC: | ffdaa8c7-d7e4-ed11-8847-0022489339ad | Kelmscott Senior High School | 2475 | ACTIVE
MSA-DOES | PES4581 | PAC: Curtain | PAC: | ffdaa8c7-d7e4-ed11-8847-0022489339ad | Kelmscott Senior High School | 2475 | ACTIVE
MSA-DOES | PES4610 | PAC: Audio System | PAC: | ffdaa8c7-d7e4-ed11-8847-0022489339ad | Kelmscott Senior High School | 2475 | ACTIVE
MSA-DOES | PES4632 | Hoist/Winche | PAC: Hoist / Winch | fddaa8c7-d7e4-ed11-8847-0022489339ad | Kelmscott Senior High School | 2475 | ACTIVE
MSA-DOES | PES4710 | Fire Hydrant | Fire Hydrant | f3daa8c7-d7e4-ed11-8847-0022489339ad | Kelmscott Senior High School | 2475 | ACTIVE
MSA-DOES | PES4763 | Emergency Eye Wash & Safety Shower | Emergency Eye Wash / Safety Shower | 6dcea7c8-d7e4-ed11-8847-000d3acb5309 | Kelmscott Senior High School | 2475 | ACTIVE
MSA-DOES | PES5067 | Lighting Pole | Lighting Poles: External | 69cea7c8-d7e4-ed11-8847-000d3acb5309 | Kelmscott Senior High School | 2475 | ACTIVE
MSA-DOES | PES5236 | Extraction: Dust | Extraction System: Saw Dust | 61cea7c8-d7e4-ed11-8847-000d3acb5309 | Kelmscott Senior High School | 2475 | ACTIVE
MSA-DOES | PES5332 | Grease Trap: | Grease Trap: | fadaa8c7-d7e4-ed11-8847-0022489339ad | Kelmscott Senior High School | 2475 | ACTIVE
MSA-DOES | PES5354 | Tempering Valve | Tempering Valve | 74cea7c8-d7e4-ed11-8847-000d3acb5309 | Kelmscott Senior High School | 2475 | ACTIVE
MSA-DOES | PES5442 | Fire Hydrant | Fire Hydrant | f3daa8c7-d7e4-ed11-8847-0022489339ad | Kelmscott Senior High School | 2475 | ACTIVE
MSA-DOES | PES5662 | Ga Appliance | Gas Appliance | 70cea7c8-d7e4-ed11-8847-000d3acb5309 | Kelmscott Senior High School | 2475 | ACTIVE
MSA-DOES | PES5964 | Dangerou Good Safety Storage Cabinet | Dangerous Goods Safety Storage Cabinets | eedaa8c7-d7e4-ed11-8847-0022489339ad | Kelmscott Senior High School | 2475 | ACTIVE
MSA-DOES | PES6059 | Design & Technology: Reticulated Ga Welding System | Design & Technology: Reticulated Gas Welding System | 11dba8c7-d7e4-ed11-8847-0022489339ad | Kelmscott Senior High School | 2475 | ACTIVE
MSA-DOES | PES6169 | Lighting Grid/Bar - Inspection, Service & Report | PAC: | ffdaa8c7-d7e4-ed11-8847-0022489339ad | Kelmscott Senior High School | 2475 | ACTIVE
MSA-DOES | PES6439 | Boiling/Chilled Water Unit | Drinking Water Unit: Boiling / Chilled | 57cea7c8-d7e4-ed11-8847-000d3acb5309 | Kelmscott Senior High School | 2475 | ACTIVE
MSA-DOES | PES6720 | Compressor: | Air Compressor | d1a9f4c6-d7e4-ed11-8847-002248117628 | Kelmscott Senior High School | 2475 | ACTIVE
MSA-DOES | PES6784 | Hot Water System: Ga & Electric | Hot Water Unit: Gas & Electric | d8a9f4c6-d7e4-ed11-8847-002248117628 | Kelmscott Senior High School | 2475 | ACTIVE
MSA-DOES | PES7176 | Fire Door & Door Set: Hinged & Pivoted | Fire Door Set: Hinged & Pivoted | 64cea7c8-d7e4-ed11-8847-000d3acb5309 | Kelmscott Senior High School | 2475 | ACTIVE
MSA-DOES | PES2523 | Gutter, Downpipe & Roof | Gutters, Downpipes & Roofs | f8daa8c7-d7e4-ed11-8847-0022489339ad | Kensington Pre Primary Centre | 2633 | ACTIVE
MSA-DOES | PES2524 | Play Ground Equipment | Sport Court & Playground Equipment | 67cea7c8-d7e4-ed11-8847-000d3acb5309 | Kensington Pre Primary Centre | 2633 | ACTIVE
MSA-DOES | PES4263 | Fall Protection System | Fall Protection System | 8cdcabc5-d7e4-ed11-8847-0022481170b3 | Kensington Pre Primary Centre | 2633 | ACTIVE
MSA-DOES | PES4834 | Emergency & Exit Lighting | Emergency & Exit Lighting | 54cea7c8-d7e4-ed11-8847-000d3acb5309 | Kensington Pre Primary Centre | 2633 | ACTIVE
MSA-DOES | PES4835 | Residual Current Device / RCD | Residual Current Devices (RCD) | 73cea7c8-d7e4-ed11-8847-000d3acb5309 | Kensington Pre Primary Centre | 2633 | ACTIVE
MSA-DOES | PES4836 | Testing & Tagging | Testing & Tagging | dba9f4c6-d7e4-ed11-8847-002248117628 | Kensington Pre Primary Centre | 2633 | ACTIVE
MSA-DOES | PES4837 | Fire Extinguisher | Fire Extinguisher | 63cea7c8-d7e4-ed11-8847-000d3acb5309 | Kensington Pre Primary Centre | 2633 | ACTIVE
MSA-DOES | PES4838 | Fire Blanket | Fire Blanket | f5daa8c7-d7e4-ed11-8847-0022489339ad | Kensington Pre Primary Centre | 2633 | ACTIVE
MSA-DOES | PES4839 | Ga Space Heating | Gas Space Heating | 8fdcabc5-d7e4-ed11-8847-0022481170b3 | Kensington Pre Primary Centre | 2633 | ACTIVE
MSA-DOES | PES6492 | Hot Water System: Ga & Electric | Hot Water Unit: Gas & Electric | d8a9f4c6-d7e4-ed11-8847-002248117628 | Kensington Pre Primary Centre | 2633 | ACTIVE
MSA-DOES | PES6900 | Backflow Prevention Valve | Backflow Prevention Valve | e9daa8c7-d7e4-ed11-8847-0022489339ad | Kensington Pre Primary Centre | 2633 | ACTIVE
MSA-DOES | PES6901 | Tempering Valve | Tempering Valve | 74cea7c8-d7e4-ed11-8847-000d3acb5309 | Kensington Pre Primary Centre | 2633 | ACTIVE
MSA-DOES | PES6902 | Thermostatic Mixing Valve | Thermostatic Mixing Valve | 12dba8c7-d7e4-ed11-8847-0022489339ad | Kensington Pre Primary Centre | 2633 | INACTIVE
MSA-DOES | PES2525 | Fall Protection System | Fall Protection System | 8cdcabc5-d7e4-ed11-8847-0022481170b3 | Kensington Primary School | 2526 | ACTIVE
MSA-DOES | PES2526 | Backflow Prevention Valve | Backflow Prevention Valve | e9daa8c7-d7e4-ed11-8847-0022489339ad | Kensington Primary School | 2526 | ACTIVE
MSA-DOES | PES2527 | Emergency & Exit Lighting | Emergency & Exit Lighting | 54cea7c8-d7e4-ed11-8847-000d3acb5309 | Kensington Primary School | 2526 | ACTIVE
MSA-DOES | PES2528 | Air Conditioning: Evaporative Cooler | Air Conditioning: Evaporative Cooler | d3a9f4c6-d7e4-ed11-8847-002248117628 | Kensington Primary School | 2526 | ACTIVE
MSA-DOES | PES2529 | Ga Space Heating | Gas Space Heating | 8fdcabc5-d7e4-ed11-8847-0022481170b3 | Kensington Primary School | 2526 | ACTIVE
MSA-DOES | PES2530 | Gutter, Downpipe & Roof | Gutters, Downpipes & Roofs | f8daa8c7-d7e4-ed11-8847-0022489339ad | Kensington Primary School | 2526 | ACTIVE
MSA-DOES | PES2531 | Play Ground Equipment | Sport Court & Playground Equipment | 67cea7c8-d7e4-ed11-8847-000d3acb5309 | Kensington Primary School | 2526 | ACTIVE
MSA-DOES | PES2532 | Residual Current Device / RCD | Residual Current Devices (RCD) | 73cea7c8-d7e4-ed11-8847-000d3acb5309 | Kensington Primary School | 2526 | ACTIVE
MSA-DOES | PES2533 | Testing & Tagging | Testing & Tagging | dba9f4c6-d7e4-ed11-8847-002248117628 | Kensington Primary School | 2526 | ACTIVE
MSA-DOES | PES2534 | Pest Control | Pest Control | 68cea7c8-d7e4-ed11-8847-000d3acb5309 | Kensington Primary School | 2526 | ACTIVE
MSA-DOES | PES2535 | Fire Extinguisher | Fire Extinguisher | 63cea7c8-d7e4-ed11-8847-000d3acb5309 | Kensington Primary School | 2526 | ACTIVE
MSA-DOES | PES2536 | Fire Blanket | Fire Blanket | f5daa8c7-d7e4-ed11-8847-0022489339ad | Kensington Primary School | 2526 | ACTIVE
MSA-DOES | PES4154 | Solar Panel | Solar Electric System | 6acea7c8-d7e4-ed11-8847-000d3acb5309 | Kensington Primary School | 2526 | ACTIVE
MSA-DOES | PES4940 | Thermostatic Mixing Valve - Inspection, Service & Report | Thermostatic Mixing Valve | 12dba8c7-d7e4-ed11-8847-0022489339ad | Kensington Primary School | 2526 | INACTIVE
MSA-DOES | PES5068 | NO POLES - External Lighting Pole - Inspection & Reporting (inc Photo) | Lighting Poles: External | 69cea7c8-d7e4-ed11-8847-000d3acb5309 | Kensington Primary School | 2526 | INACTIVE
MSA-DOES | PES5265 | Thermostatic Mixing Valve | Thermostatic Mixing Valve | 12dba8c7-d7e4-ed11-8847-0022489339ad | Kensington Primary School | 2526 | ACTIVE
MSA-DOES | PES6226 | Tempering Valve | Tempering Valve | 74cea7c8-d7e4-ed11-8847-000d3acb5309 | Kensington Primary School | 2526 | ACTIVE
MSA-DOES | PES6227 | Ga Appliance | Gas Appliance | 70cea7c8-d7e4-ed11-8847-000d3acb5309 | Kensington Primary School | 2526 | ACTIVE
MSA-DOES | PES6228 | Hot Water System: Ga & Electric | Hot Water Unit: Gas & Electric | d8a9f4c6-d7e4-ed11-8847-002248117628 | Kensington Primary School | 2526 | ACTIVE
MSA-DOES | PES6896 | Boiling/Chilled Water Unit | Drinking Water Unit: Boiling / Chilled | 57cea7c8-d7e4-ed11-8847-000d3acb5309 | Kensington Primary School | 2526 | ACTIVE
MSA-DOES | PES2537 | Fall Protection System | Fall Protection System | 8cdcabc5-d7e4-ed11-8847-0022481170b3 | Kensington Secondary School | 2617 | ACTIVE
MSA-DOES | PES2538 | Backflow Prevention Valve | Backflow Prevention Valve | e9daa8c7-d7e4-ed11-8847-0022489339ad | Kensington Secondary School | 2617 | ACTIVE
MSA-DOES | PES2539 | Testing & Tagging | Testing & Tagging | dba9f4c6-d7e4-ed11-8847-002248117628 | Kensington Secondary School | 2617 | ACTIVE
MSA-DOES | PES2540 | Emergency & Exit Lighting | Emergency & Exit Lighting | 54cea7c8-d7e4-ed11-8847-000d3acb5309 | Kensington Secondary School | 2617 | ACTIVE
MSA-DOES | PES2541 | INACTIVE ASSETS REDUNDANT-Evaporative Cooler - Inspection, Service & Report | Air Conditioning: Evaporative Cooler | d3a9f4c6-d7e4-ed11-8847-002248117628 | Kensington Secondary School | 2617 | INACTIVE
MSA-DOES | PES2542 | INACTIVE NO ASSETS ONSITE-Ga Space Heating - Inspection, Service & Report | Gas Space Heating | 8fdcabc5-d7e4-ed11-8847-0022481170b3 | Kensington Secondary School | 2617 | INACTIVE
MSA-DOES | PES2543 | Gutter, Downpipe & Roof | Gutters, Downpipes & Roofs | f8daa8c7-d7e4-ed11-8847-0022489339ad | Kensington Secondary School | 2617 | ACTIVE
MSA-DOES | PES2544 | Design & Technology: Fixed Equipment | Design & Technology: Fixed Equipment | 53cea7c8-d7e4-ed11-8847-000d3acb5309 | Kensington Secondary School | 2617 | ACTIVE
MSA-DOES | PES2545 | Residual Current Device / RCD | Residual Current Devices (RCD) | 73cea7c8-d7e4-ed11-8847-000d3acb5309 | Kensington Secondary School | 2617 | ACTIVE
MSA-DOES | PES2546 | Swimming Pool | Swimming Pool | 09dba8c7-d7e4-ed11-8847-0022489339ad | Kensington Secondary School | 2617 | ACTIVE
MSA-DOES | PES2547 | Pest Control | Pest Control | 68cea7c8-d7e4-ed11-8847-000d3acb5309 | Kensington Secondary School | 2617 | ACTIVE
MSA-DOES | PES2548 | Fire Extinguisher | Fire Extinguisher | 63cea7c8-d7e4-ed11-8847-000d3acb5309 | Kensington Secondary School | 2617 | ACTIVE
MSA-DOES | PES2549 | Fire Blanket | Fire Blanket | f5daa8c7-d7e4-ed11-8847-0022489339ad | Kensington Secondary School | 2617 | ACTIVE
MSA-DOES | PES4155 | Solar Panel | Solar Electric System | 6acea7c8-d7e4-ed11-8847-000d3acb5309 | Kensington Secondary School | 2617 | ACTIVE
MSA-DOES | PES5069 | Lighting Pole | Lighting Poles: External | 69cea7c8-d7e4-ed11-8847-000d3acb5309 | Kensington Secondary School | 2617 | ACTIVE
MSA-DOES | PES5237 | Extraction: Dust | Extraction System: Saw Dust | 61cea7c8-d7e4-ed11-8847-000d3acb5309 | Kensington Secondary School | 2617 | ACTIVE
MSA-DOES | PES5391 | Tempering Valve | Tempering Valve | 74cea7c8-d7e4-ed11-8847-000d3acb5309 | Kensington Secondary School | 2617 | ACTIVE
MSA-DOES | PES5392 | Thermostatic Mixing Valve | Thermostatic Mixing Valve | 12dba8c7-d7e4-ed11-8847-0022489339ad | Kensington Secondary School | 2617 | ACTIVE
MSA-DOES | PES5414 | Lifting Equipment | Lifting Equipment: Hoist / Winch | fcdaa8c7-d7e4-ed11-8847-0022489339ad | Kensington Secondary School | 2617 | ACTIVE
MSA-DOES | PES5701 | Ga Appliance - NO ASSETS | Gas Appliance | 70cea7c8-d7e4-ed11-8847-000d3acb5309 | Kensington Secondary School | 2617 | INACTIVE
MSA-DOES | PES6569 | Boiling/Chilled Water Unit | Drinking Water Unit: Boiling / Chilled | 57cea7c8-d7e4-ed11-8847-000d3acb5309 | Kensington Secondary School | 2617 | ACTIVE
MSA-DOES | PES6721 | CANCELLED NOT REQUIRED Compressor: | Air Compressor | d1a9f4c6-d7e4-ed11-8847-002248117628 | Kensington Secondary School | 2617 | INACTIVE
MSA-DOES | PES6926 | Hot Water System: Ga & Electric | Hot Water Unit: Gas & Electric | d8a9f4c6-d7e4-ed11-8847-002248117628 | Kensington Secondary School | 2617 | ACTIVE
MSA-DOES | PES2550 | Backflow Prevention Valve | Backflow Prevention Valve | e9daa8c7-d7e4-ed11-8847-0022489339ad | Kent Street Senior High School | 2469 | ACTIVE
MSA-DOES | PES2551 | Testing & Tagging | Testing & Tagging | dba9f4c6-d7e4-ed11-8847-002248117628 | Kent Street Senior High School | 2469 | ACTIVE
MSA-DOES | PES2552 | Emergency & Exit Lighting | Emergency & Exit Lighting | 54cea7c8-d7e4-ed11-8847-000d3acb5309 | Kent Street Senior High School | 2469 | ACTIVE
MSA-DOES | PES2553 | Air Conditioning: Evaporative Cooler | Air Conditioning: Evaporative Cooler | d3a9f4c6-d7e4-ed11-8847-002248117628 | Kent Street Senior High School | 2469 | ACTIVE
MSA-DOES | PES2554 | Fixed Gym Equipment | Gym Equipment : Fixed | 5ecea7c8-d7e4-ed11-8847-000d3acb5309 | Kent Street Senior High School | 2469 | ACTIVE
MSA-DOES | PES2555 | Fume Cupboard | Fume Cupboards | f7daa8c7-d7e4-ed11-8847-0022489339ad | Kent Street Senior High School | 2469 | ACTIVE
MSA-DOES | PES2556 | Ga Space Heating | Gas Space Heating | 8fdcabc5-d7e4-ed11-8847-0022481170b3 | Kent Street Senior High School | 2469 | ACTIVE
MSA-DOES | PES2557 | Gutter, Downpipe & Roof | Gutters, Downpipes & Roofs | f8daa8c7-d7e4-ed11-8847-0022489339ad | Kent Street Senior High School | 2469 | ACTIVE
MSA-DOES | PES2558 | Lift | Lift: Passenger | 5dcea7c8-d7e4-ed11-8847-000d3acb5309 | Kent Street Senior High School | 2469 | ACTIVE
MSA-DOES | PES2560 | INACTIVE NO ASSETS ONSITE-Packaged Air-Conditioning - Inspection, Report & Filter Cleaning | Air Conditioning: Package | 85dcabc5-d7e4-ed11-8847-0022481170b3 | Kent Street Senior High School | 2469 | INACTIVE
MSA-DOES | PES2561 | Residual Current Device / RCD | Residual Current Devices (RCD) | 73cea7c8-d7e4-ed11-8847-000d3acb5309 | Kent Street Senior High School | 2469 | ACTIVE
MSA-DOES | PES2562 | Solar Panel | Solar Electric System | 6acea7c8-d7e4-ed11-8847-000d3acb5309 | Kent Street Senior High School | 2469 | ACTIVE
MSA-DOES | PES2563 | Swimming Pool - SUSPENDED | Swimming Pool | 09dba8c7-d7e4-ed11-8847-0022489339ad | Kent Street Senior High School | 2469 | ACTIVE
MSA-DOES | PES2564 | Pest Control | Pest Control | 68cea7c8-d7e4-ed11-8847-000d3acb5309 | Kent Street Senior High School | 2469 | ACTIVE
MSA-DOES | PES2565 | Fire Extinguisher | Fire Extinguisher | 63cea7c8-d7e4-ed11-8847-000d3acb5309 | Kent Street Senior High School | 2469 | ACTIVE
MSA-DOES | PES2566 | Fire Hydrant | Fire Hydrant | f3daa8c7-d7e4-ed11-8847-0022489339ad | Kent Street Senior High School | 2469 | ACTIVE
MSA-DOES | PES2567 | Fire Hydrant Booster Connection | Fire Hydrant Booster Connection | 5fcea7c8-d7e4-ed11-8847-000d3acb5309 | Kent Street Senior High School | 2469 | ACTIVE
MSA-DOES | PES2568 | Fire Hose Reel | Fire Hose Reel | f4daa8c7-d7e4-ed11-8847-0022489339ad | Kent Street Senior High School | 2469 | ACTIVE
MSA-DOES | PES2569 | Fire Blanket | Fire Blanket | f5daa8c7-d7e4-ed11-8847-0022489339ad | Kent Street Senior High School | 2469 | ACTIVE
MSA-DOES | PES4264 | Fall Protection System | Fall Protection System | 8cdcabc5-d7e4-ed11-8847-0022481170b3 | Kent Street Senior High School | 2469 | ACTIVE
MSA-DOES | PES4295 | Design & Technology: Fixed Equipment | Design & Technology: Fixed Equipment | 53cea7c8-d7e4-ed11-8847-000d3acb5309 | Kent Street Senior High School | 2469 | ACTIVE
MSA-DOES | PES4532 | PAC: Lighting System | PAC: | ffdaa8c7-d7e4-ed11-8847-0022489339ad | Kent Street Senior High School | 2469 | ACTIVE
MSA-DOES | PES4557 | PAC: Staging System | PAC: | ffdaa8c7-d7e4-ed11-8847-0022489339ad | Kent Street Senior High School | 2469 | ACTIVE
MSA-DOES | PES4582 | PAC: Curtain | PAC: | ffdaa8c7-d7e4-ed11-8847-0022489339ad | Kent Street Senior High School | 2469 | ACTIVE
MSA-DOES | PES4611 | PAC: Audio System | PAC: | ffdaa8c7-d7e4-ed11-8847-0022489339ad | Kent Street Senior High School | 2469 | ACTIVE
MSA-DOES | PES4645 | PAC: Lighting Grid / Bar | PAC: | ffdaa8c7-d7e4-ed11-8847-0022489339ad | Kent Street Senior High School | 2469 | ACTIVE
MSA-DOES | PES4670 | Emergency Eye Wash & Safety Shower | Emergency Eye Wash / Safety Shower | 6dcea7c8-d7e4-ed11-8847-000d3acb5309 | Kent Street Senior High School | 2469 | ACTIVE
MSA-DOES | PES4671 | Thermostatic Mixing Valve | Thermostatic Mixing Valve | 12dba8c7-d7e4-ed11-8847-0022489339ad | Kent Street Senior High School | 2469 | ACTIVE
MSA-DOES | PES4711 | Fire Hydrant | Fire Hydrant | f3daa8c7-d7e4-ed11-8847-0022489339ad | Kent Street Senior High School | 2469 | ACTIVE
MSA-DOES | PES5070 | Lighting Pole | Lighting Poles: External | 69cea7c8-d7e4-ed11-8847-000d3acb5309 | Kent Street Senior High School | 2469 | ACTIVE
MSA-DOES | PES5238 | Extraction: Dust | Extraction System: Saw Dust | 61cea7c8-d7e4-ed11-8847-000d3acb5309 | Kent Street Senior High School | 2469 | ACTIVE
MSA-DOES | PES5663 | Ga Appliance | Gas Appliance | 70cea7c8-d7e4-ed11-8847-000d3acb5309 | Kent Street Senior High School | 2469 | ACTIVE
MSA-DOES | PES6014 | Dangerou Good Safety Storage Cabinet | Dangerous Goods Safety Storage Cabinets | eedaa8c7-d7e4-ed11-8847-0022489339ad | Kent Street Senior High School | 2469 | ACTIVE
MSA-DOES | PES6063 | Design & Technology: Reticulated Ga Welding System | Design & Technology: Reticulated Gas Welding System | 11dba8c7-d7e4-ed11-8847-0022489339ad | Kent Street Senior High School | 2469 | ACTIVE
MSA-DOES | PES6409 | Tempering Valve | Tempering Valve | 74cea7c8-d7e4-ed11-8847-000d3acb5309 | Kent Street Senior High School | 2469 | ACTIVE
MSA-DOES | PES6410 | Hot Water System: Ga & Electric | Hot Water Unit: Gas & Electric | d8a9f4c6-d7e4-ed11-8847-002248117628 | Kent Street Senior High School | 2469 | INACTIVE
MSA-DOES | PES6411 | Boiling/Chilled Water Unit | Drinking Water Unit: Boiling / Chilled | 57cea7c8-d7e4-ed11-8847-000d3acb5309 | Kent Street Senior High School | 2469 | ACTIVE
MSA-DOES | PES6677 | Air Compressor: Receiver | Air Compressor | d1a9f4c6-d7e4-ed11-8847-002248117628 | Kent Street Senior High School | 2469 | ACTIVE
MSA-DOES | PES6722 | Compressor: | Air Compressor | d1a9f4c6-d7e4-ed11-8847-002248117628 | Kent Street Senior High School | 2469 | ACTIVE
MSA-DOES | PES6783 | Hot Water System: Ga & Electric | Hot Water Unit: Gas & Electric | d8a9f4c6-d7e4-ed11-8847-002248117628 | Kent Street Senior High School | 2469 | ACTIVE
MSA-DOES | PES6946 | Sport Court & Playground Equipment | Sport Court & Playground Equipment | 67cea7c8-d7e4-ed11-8847-000d3acb5309 | Kent Street Senior High School | 2469 | ACTIVE
MSA-DOES | PES6975 | NO REQUIRED _ DW ON SITE ONLY Lift: Monitoring Service | Lift: Passenger | 5dcea7c8-d7e4-ed11-8847-000d3acb5309 | Kent Street Senior High School | 2469 | INACTIVE
MSA-DOES | PES2570 | Fall Protection System | Fall Protection System | 8cdcabc5-d7e4-ed11-8847-0022481170b3 | Kenwick School | 2619 | ACTIVE
MSA-DOES | PES2571 | Testing & Tagging | Testing & Tagging | dba9f4c6-d7e4-ed11-8847-002248117628 | Kenwick School | 2619 | ACTIVE
MSA-DOES | PES2572 | Emergency & Exit Lighting | Emergency & Exit Lighting | 54cea7c8-d7e4-ed11-8847-000d3acb5309 | Kenwick School | 2619 | ACTIVE
MSA-DOES | PES2573 | Air Conditioning: Evaporative Cooler | Air Conditioning: Evaporative Cooler | d3a9f4c6-d7e4-ed11-8847-002248117628 | Kenwick School | 2619 | ACTIVE
MSA-DOES | PES2574 | Ga Space Heating | Gas Space Heating | 8fdcabc5-d7e4-ed11-8847-0022481170b3 | Kenwick School | 2619 | ACTIVE
MSA-DOES | PES2575 | Gutter, Downpipe & Roof | Gutters, Downpipes & Roofs | f8daa8c7-d7e4-ed11-8847-0022489339ad | Kenwick School | 2619 | ACTIVE
MSA-DOES | PES2576 | Residual Current Device / RCD | Residual Current Devices (RCD) | 73cea7c8-d7e4-ed11-8847-000d3acb5309 | Kenwick School | 2619 | ACTIVE
MSA-DOES | PES2577 | Swimming Pool | Swimming Pool | 09dba8c7-d7e4-ed11-8847-0022489339ad | Kenwick School | 2619 | ACTIVE
MSA-DOES | PES2578 | Thermostatic Mixing Valve | Thermostatic Mixing Valve | 12dba8c7-d7e4-ed11-8847-0022489339ad | Kenwick School | 2619 | ACTIVE
MSA-DOES | PES2579 | Pest Control | Pest Control | 68cea7c8-d7e4-ed11-8847-000d3acb5309 | Kenwick School | 2619 | ACTIVE
MSA-DOES | PES2580 | Fire Extinguisher | Fire Extinguisher | 63cea7c8-d7e4-ed11-8847-000d3acb5309 | Kenwick School | 2619 | ACTIVE
MSA-DOES | PES2581 | Fire Blanket | Fire Blanket | f5daa8c7-d7e4-ed11-8847-0022489339ad | Kenwick School | 2619 | ACTIVE
MSA-DOES | PES4156 | Solar Panel | Solar Electric System | 6acea7c8-d7e4-ed11-8847-000d3acb5309 | Kenwick School | 2619 | ACTIVE
MSA-DOES | PES5071 | INACTIVE NO ASSETS ONSITE-External Lighting Pole - Inspection & Reporting (inc Photo) | Lighting Poles: External | 69cea7c8-d7e4-ed11-8847-000d3acb5309 | Kenwick School | 2619 | INACTIVE
MSA-DOES | PES5557 | Lifting Equipment | Lifting Equipment: Hoist / Winch | fcdaa8c7-d7e4-ed11-8847-0022489339ad | Kenwick School | 2619 | ACTIVE
MSA-DOES | PES5786 | Play Ground Equipment | Sport Court & Playground Equipment | 67cea7c8-d7e4-ed11-8847-000d3acb5309 | Kenwick School | 2619 | ACTIVE
MSA-DOES | PES5795 | Backflow Prevention Valve | Backflow Prevention Valve | e9daa8c7-d7e4-ed11-8847-0022489339ad | Kenwick School | 2619 | ACTIVE
MSA-DOES | PES5817 | Tempering Valve | Tempering Valve | 74cea7c8-d7e4-ed11-8847-000d3acb5309 | Kenwick School | 2619 | ACTIVE
MSA-DOES | PES5818 | Ga Appliance | Gas Appliance | 70cea7c8-d7e4-ed11-8847-000d3acb5309 | Kenwick School | 2619 | ACTIVE
MSA-DOES | PES6041 | Fire Hydrant Booster Connection | Fire Hydrant Booster Connection | 5fcea7c8-d7e4-ed11-8847-000d3acb5309 | Kenwick School | 2619 | ACTIVE
MSA-DOES | PES6042 | Fire Hydrant | Fire Hydrant | f3daa8c7-d7e4-ed11-8847-0022489339ad | Kenwick School | 2619 | ACTIVE
MSA-DOES | PES6105 | Effluent System | Sewerage Pumping Station | 55cea7c8-d7e4-ed11-8847-000d3acb5309 | Kenwick School | 2619 | ACTIVE
MSA-DOES | PES6110 | Hot Water System: Ga & Electric | Hot Water Unit: Gas & Electric | d8a9f4c6-d7e4-ed11-8847-002248117628 | Kenwick School | 2619 | ACTIVE
MSA-DOES | PES6610 | Boiling/Chilled Water Unit | Drinking Water Unit: Boiling / Chilled | 57cea7c8-d7e4-ed11-8847-000d3acb5309 | Kenwick School | 2619 | ACTIVE
MSA-DOES | PES7101 | Pump: Macerator | Under Sink Pump: Macerator | 6ccea7c8-d7e4-ed11-8847-000d3acb5309 | Kenwick School | 2619 | ACTIVE
MSA-DOES | PES2582 | Fall Protection System | Fall Protection System | 8cdcabc5-d7e4-ed11-8847-0022481170b3 | Kewdale Primary School | 2527 | ACTIVE
MSA-DOES | PES2583 | Testing & Tagging | Testing & Tagging | dba9f4c6-d7e4-ed11-8847-002248117628 | Kewdale Primary School | 2527 | ACTIVE
MSA-DOES | PES2584 | Backflow Prevention Valve | Backflow Prevention Valve | e9daa8c7-d7e4-ed11-8847-0022489339ad | Kewdale Primary School | 2527 | ACTIVE
MSA-DOES | PES2585 | Emergency & Exit Lighting | Emergency & Exit Lighting | 54cea7c8-d7e4-ed11-8847-000d3acb5309 | Kewdale Primary School | 2527 | ACTIVE
MSA-DOES | PES2586 | Air Conditioning: Evaporative Cooler | Air Conditioning: Evaporative Cooler | d3a9f4c6-d7e4-ed11-8847-002248117628 | Kewdale Primary School | 2527 | ACTIVE
MSA-DOES | PES2587 | Fire Break | Fire Break | 65cea7c8-d7e4-ed11-8847-000d3acb5309 | Kewdale Primary School | 2527 | ACTIVE
MSA-DOES | PES2588 | Ga Space Heating | Gas Space Heating | 8fdcabc5-d7e4-ed11-8847-0022481170b3 | Kewdale Primary School | 2527 | ACTIVE
MSA-DOES | PES2589 | Gutter, Downpipe & Roof | Gutters, Downpipes & Roofs | f8daa8c7-d7e4-ed11-8847-0022489339ad | Kewdale Primary School | 2527 | ACTIVE
MSA-DOES | PES2590 | Play Ground Equipment Inc. Nature Play | Sport Court & Playground Equipment inc Natureplay | 92dcabc5-d7e4-ed11-8847-0022481170b3 | Kewdale Primary School | 2527 | ACTIVE
MSA-DOES | PES2591 | Residual Current Device / RCD | Residual Current Devices (RCD) | 73cea7c8-d7e4-ed11-8847-000d3acb5309 | Kewdale Primary School | 2527 | ACTIVE
MSA-DOES | PES2592 | Pest Control | Pest Control | 68cea7c8-d7e4-ed11-8847-000d3acb5309 | Kewdale Primary School | 2527 | ACTIVE
MSA-DOES | PES2593 | Fire Extinguisher | Fire Extinguisher | 63cea7c8-d7e4-ed11-8847-000d3acb5309 | Kewdale Primary School | 2527 | ACTIVE
MSA-DOES | PES2594 | Fire Hydrant | Fire Hydrant | f3daa8c7-d7e4-ed11-8847-0022489339ad | Kewdale Primary School | 2527 | ACTIVE
MSA-DOES | PES2595 | Fire Blanket | Fire Blanket | f5daa8c7-d7e4-ed11-8847-0022489339ad | Kewdale Primary School | 2527 | ACTIVE
MSA-DOES | PES4157 | Solar Panel | Solar Electric System | 6acea7c8-d7e4-ed11-8847-000d3acb5309 | Kewdale Primary School | 2527 | ACTIVE
MSA-DOES | PES4404 | Thermostatic Mixing Valve | Thermostatic Mixing Valve | 12dba8c7-d7e4-ed11-8847-0022489339ad | Kewdale Primary School | 2527 | ACTIVE
MSA-DOES | PES4712 | Fire Hydrant | Fire Hydrant | f3daa8c7-d7e4-ed11-8847-0022489339ad | Kewdale Primary School | 2527 | ACTIVE
MSA-DOES | PES4973 | INACTIVE NO ASSETS ONSITE-External Lighting Pole - Inspection & Reporting (inc Photo) | Lighting Poles: External | 69cea7c8-d7e4-ed11-8847-000d3acb5309 | Kewdale Primary School | 2527 | INACTIVE
MSA-DOES | PES5199 | Tempering Valve | Tempering Valve | 74cea7c8-d7e4-ed11-8847-000d3acb5309 | Kewdale Primary School | 2527 | ACTIVE
MSA-DOES | PES5211 | Effluent System | Sewerage Pumping Station | 55cea7c8-d7e4-ed11-8847-000d3acb5309 | Kewdale Primary School | 2527 | ACTIVE
MSA-DOES | PES5227 | Emergency Eye Wash | Emergency Eye Wash / Safety Shower | 6dcea7c8-d7e4-ed11-8847-000d3acb5309 | Kewdale Primary School | 2527 | ACTIVE
MSA-DOES | PES5618 | INACTIVE NO ASSETS ONSITE-Ga Appliance - Inspection, Testing & Report | Gas Appliance | 70cea7c8-d7e4-ed11-8847-000d3acb5309 | Kewdale Primary School | 2527 | INACTIVE
MSA-DOES | PES5815 | Fire Hydrant | Fire Hydrant | f3daa8c7-d7e4-ed11-8847-0022489339ad | Kewdale Primary School | 2527 | ACTIVE
MSA-DOES | PES6229 | Hot Water System: Ga & Electric | Hot Water Unit: Gas & Electric | d8a9f4c6-d7e4-ed11-8847-002248117628 | Kewdale Primary School | 2527 | ACTIVE
MSA-DOES | PES6230 | NO LONGER ON SITE Ga Appliance | Gas Appliance | 70cea7c8-d7e4-ed11-8847-000d3acb5309 | Kewdale Primary School | 2527 | INACTIVE
MSA-DOES | PES6880 | Boiling/Chilled Water Unit | Drinking Water Unit: Boiling / Chilled | 57cea7c8-d7e4-ed11-8847-000d3acb5309 | Kewdale Primary School | 2527 | ACTIVE
MSA-DOES | PES2596 | Fall Protection System | Fall Protection System | 8cdcabc5-d7e4-ed11-8847-0022481170b3 | Kingsley Primary School | 2565 | ACTIVE
MSA-DOES | PES2597 | Testing & Tagging | Testing & Tagging | dba9f4c6-d7e4-ed11-8847-002248117628 | Kingsley Primary School | 2565 | ACTIVE
MSA-DOES | PES2598 | Backflow Prevention Valve | Backflow Prevention Valve | e9daa8c7-d7e4-ed11-8847-0022489339ad | Kingsley Primary School | 2565 | ACTIVE
MSA-DOES | PES2599 | Emergency & Exit Lighting | Emergency & Exit Lighting | 54cea7c8-d7e4-ed11-8847-000d3acb5309 | Kingsley Primary School | 2565 | ACTIVE
MSA-DOES | PES2600 | Air Conditioning: Evaporative Cooler | Air Conditioning: Evaporative Cooler | d3a9f4c6-d7e4-ed11-8847-002248117628 | Kingsley Primary School | 2565 | ACTIVE
MSA-DOES | PES2601 | INACTIVE NO ASSETS ONSITE-Ga Space Heating - Inspection, Service & Report | Gas Space Heating | 8fdcabc5-d7e4-ed11-8847-0022481170b3 | Kingsley Primary School | 2565 | INACTIVE
MSA-DOES | PES2602 | Gutter, Downpipe & Roof | Gutters, Downpipes & Roofs | f8daa8c7-d7e4-ed11-8847-0022489339ad | Kingsley Primary School | 2565 | ACTIVE
MSA-DOES | PES2603 | Play Ground Equipment Inc. Nature Play | Sport Court & Playground Equipment inc Natureplay | 92dcabc5-d7e4-ed11-8847-0022481170b3 | Kingsley Primary School | 2565 | ACTIVE
MSA-DOES | PES2604 | Residual Current Device / RCD | Residual Current Devices (RCD) | 73cea7c8-d7e4-ed11-8847-000d3acb5309 | Kingsley Primary School | 2565 | ACTIVE
MSA-DOES | PES2605 | Pest Control | Pest Control | 68cea7c8-d7e4-ed11-8847-000d3acb5309 | Kingsley Primary School | 2565 | ACTIVE
MSA-DOES | PES2606 | Fire Extinguisher | Fire Extinguisher | 63cea7c8-d7e4-ed11-8847-000d3acb5309 | Kingsley Primary School | 2565 | ACTIVE
MSA-DOES | PES2607 | Fire Blanket | Fire Blanket | f5daa8c7-d7e4-ed11-8847-0022489339ad | Kingsley Primary School | 2565 | ACTIVE
MSA-DOES | PES4370 | Thermostatic Mixing Valve | Thermostatic Mixing Valve | 12dba8c7-d7e4-ed11-8847-0022489339ad | Kingsley Primary School | 2565 | ACTIVE
MSA-DOES | PES4905 | Emergency Eye Wash | Emergency Eye Wash / Safety Shower | 6dcea7c8-d7e4-ed11-8847-000d3acb5309 | Kingsley Primary School | 2565 | ACTIVE
MSA-DOES | PES5072 | Lighting Pole | Lighting Poles: External | 69cea7c8-d7e4-ed11-8847-000d3acb5309 | Kingsley Primary School | 2565 | ACTIVE
MSA-DOES | PES5747 | Fan: Large Diameter | Fan: Large Diameter | 5acea7c8-d7e4-ed11-8847-000d3acb5309 | Kingsley Primary School | 2565 | ACTIVE
MSA-DOES | PES5872 | Ga Appliance | Gas Appliance | 70cea7c8-d7e4-ed11-8847-000d3acb5309 | Kingsley Primary School | 2565 | ACTIVE
MSA-DOES | PES6209 | Tempering Valve | Tempering Valve | 74cea7c8-d7e4-ed11-8847-000d3acb5309 | Kingsley Primary School | 2565 | ACTIVE
MSA-DOES | PES6404 | Hot Water System: Ga & Electric | Hot Water Unit: Gas & Electric | d8a9f4c6-d7e4-ed11-8847-002248117628 | Kingsley Primary School | 2565 | ACTIVE
MSA-DOES | PES6853 | Boiling/Chilled Water Unit | Drinking Water Unit: Boiling / Chilled | 57cea7c8-d7e4-ed11-8847-000d3acb5309 | Kingsley Primary School | 2565 | ACTIVE
MSA-DOES | PES2608 | Fall Protection System | Fall Protection System | 8cdcabc5-d7e4-ed11-8847-0022481170b3 | Koorana Primary School | 5404 | ACTIVE
MSA-DOES | PES2609 | Backflow Prevention Valve | Backflow Prevention Valve | e9daa8c7-d7e4-ed11-8847-0022489339ad | Koorana Primary School | 5404 | ACTIVE
MSA-DOES | PES2610 | Testing & Tagging | Testing & Tagging | dba9f4c6-d7e4-ed11-8847-002248117628 | Koorana Primary School | 5404 | ACTIVE
MSA-DOES | PES2611 | INACTIVE ASSET REMOVED-Climbing Wall - Inspection, Service & Report | Climbing Wall / Abseiling Structure | ebdaa8c7-d7e4-ed11-8847-0022489339ad | Koorana Primary School | 5404 | INACTIVE
MSA-DOES | PES2612 | Air Conditioning: Evaporative Cooler | Air Conditioning: Evaporative Cooler | d3a9f4c6-d7e4-ed11-8847-002248117628 | Koorana Primary School | 5404 | ACTIVE
MSA-DOES | PES2613 | Ga Space Heating | Gas Space Heating | 8fdcabc5-d7e4-ed11-8847-0022481170b3 | Koorana Primary School | 5404 | ACTIVE
MSA-DOES | PES2614 | Gutter, Downpipe & Roof | Gutters, Downpipes & Roofs | f8daa8c7-d7e4-ed11-8847-0022489339ad | Koorana Primary School | 5404 | ACTIVE
MSA-DOES | PES2615 | Play Ground Equipment | Sport Court & Playground Equipment | 67cea7c8-d7e4-ed11-8847-000d3acb5309 | Koorana Primary School | 5404 | ACTIVE
MSA-DOES | PES2616 | Emergency & Exit Lighting | Emergency & Exit Lighting | 54cea7c8-d7e4-ed11-8847-000d3acb5309 | Koorana Primary School | 5404 | ACTIVE
MSA-DOES | PES2617 | Solar Panel | Solar Electric System | 6acea7c8-d7e4-ed11-8847-000d3acb5309 | Koorana Primary School | 5404 | ACTIVE
MSA-DOES | PES2618 | Residual Current Device / RCD | Residual Current Devices (RCD) | 73cea7c8-d7e4-ed11-8847-000d3acb5309 | Koorana Primary School | 5404 | ACTIVE
MSA-DOES | PES2619 | INACTIVE AS PER MARIO RAPANARO REQUEST-Termite Inspection | Pest Control | 68cea7c8-d7e4-ed11-8847-000d3acb5309 | Koorana Primary School | 5404 | INACTIVE
MSA-DOES | PES2620 | Fire Extinguisher | Fire Extinguisher | 63cea7c8-d7e4-ed11-8847-000d3acb5309 | Koorana Primary School | 5404 | ACTIVE
MSA-DOES | PES2621 | Fire Hydrant | Fire Hydrant | f3daa8c7-d7e4-ed11-8847-0022489339ad | Koorana Primary School | 5404 | ACTIVE
MSA-DOES | PES2622 | Fire Blanket | Fire Blanket | f5daa8c7-d7e4-ed11-8847-0022489339ad | Koorana Primary School | 5404 | ACTIVE
MSA-DOES | PES4713 | Fire Hydrant | Fire Hydrant | f3daa8c7-d7e4-ed11-8847-0022489339ad | Koorana Primary School | 5404 | ACTIVE
MSA-DOES | PES4799 | Thermostatic Mixing Valve | Thermostatic Mixing Valve | 12dba8c7-d7e4-ed11-8847-0022489339ad | Koorana Primary School | 5404 | ACTIVE
MSA-DOES | PES5023 | Lighting Pole | Lighting Poles: External | 69cea7c8-d7e4-ed11-8847-000d3acb5309 | Koorana Primary School | 5404 | ACTIVE
MSA-DOES | PES5363 | Tempering Valve | Tempering Valve | 74cea7c8-d7e4-ed11-8847-000d3acb5309 | Koorana Primary School | 5404 | ACTIVE
MSA-DOES | PES5552 | Fire Hydrant | Fire Hydrant | f3daa8c7-d7e4-ed11-8847-0022489339ad | Koorana Primary School | 5404 | ACTIVE
MSA-DOES | PES5677 | INACTIVE NO ASSETS ONSITE-Ga Appliance - Inspection, Testing & Report | Gas Appliance | 70cea7c8-d7e4-ed11-8847-000d3acb5309 | Koorana Primary School | 5404 | INACTIVE
MSA-DOES | PES6234 | Hot Water System: Ga & Electric | Hot Water Unit: Gas & Electric | d8a9f4c6-d7e4-ed11-8847-002248117628 | Koorana Primary School | 5404 | ACTIVE
MSA-DOES | PES2623 | Testing & Tagging | Testing & Tagging | dba9f4c6-d7e4-ed11-8847-002248117628 | Lakeland High School | 4599 | ACTIVE
MSA-DOES | PES2624 | Climbing Wall | Climbing Wall / Abseiling Structure | ebdaa8c7-d7e4-ed11-8847-0022489339ad | Lakeland High School | 4599 | ACTIVE
MSA-DOES | PES2625 | Emergency & Exit Lighting | Emergency & Exit Lighting | 54cea7c8-d7e4-ed11-8847-000d3acb5309 | Lakeland High School | 4599 | ACTIVE
MSA-DOES | PES2626 | Air Conditioning: Evaporative Cooler | Air Conditioning: Evaporative Cooler | d3a9f4c6-d7e4-ed11-8847-002248117628 | Lakeland High School | 4599 | ACTIVE
MSA-DOES | PES2627 | Fire Break | Fire Break | 65cea7c8-d7e4-ed11-8847-000d3acb5309 | Lakeland High School | 4599 | ACTIVE
MSA-DOES | PES2628 | Fume Cupboard | Fume Cupboards | f7daa8c7-d7e4-ed11-8847-0022489339ad | Lakeland High School | 4599 | ACTIVE
MSA-DOES | PES2629 | Post mounted Changeable Message Board | Post mounted Changeable Message Board | 93dcabc5-d7e4-ed11-8847-0022481170b3 | Lakeland High School | 4599 | ACTIVE
MSA-DOES | PES2630 | Ga Space Heating | Gas Space Heating | 8fdcabc5-d7e4-ed11-8847-0022481170b3 | Lakeland High School | 4599 | ACTIVE
MSA-DOES | PES2631 | Gutter, Downpipe & Roof | Gutters, Downpipes & Roofs | f8daa8c7-d7e4-ed11-8847-0022489339ad | Lakeland High School | 4599 | ACTIVE
MSA-DOES | PES2633 | INACTIVE NO ASSETS ONSITE-Packaged Air-Conditioning - Inspection, Report & Filter Cleaning | Air Conditioning: Package | 85dcabc5-d7e4-ed11-8847-0022481170b3 | Lakeland High School | 4599 | INACTIVE
MSA-DOES | PES2634 | Residual Current Device / RCD | Residual Current Devices (RCD) | 73cea7c8-d7e4-ed11-8847-000d3acb5309 | Lakeland High School | 4599 | ACTIVE
MSA-DOES | PES2635 | INACTIVE AS PER MARIO RAPANARO REQUEST-Termite Inspection | Pest Control | 68cea7c8-d7e4-ed11-8847-000d3acb5309 | Lakeland High School | 4599 | INACTIVE
MSA-DOES | PES2636 | Fire Extinguisher | Fire Extinguisher | 63cea7c8-d7e4-ed11-8847-000d3acb5309 | Lakeland High School | 4599 | ACTIVE
MSA-DOES | PES2637 | Fire Hydrant | Fire Hydrant | f3daa8c7-d7e4-ed11-8847-0022489339ad | Lakeland High School | 4599 | ACTIVE
MSA-DOES | PES2638 | Fire Hose Reel | Fire Hose Reel | f4daa8c7-d7e4-ed11-8847-0022489339ad | Lakeland High School | 4599 | ACTIVE
MSA-DOES | PES2639 | Fire Blanket | Fire Blanket | f5daa8c7-d7e4-ed11-8847-0022489339ad | Lakeland High School | 4599 | ACTIVE
MSA-DOES | PES4158 | Solar Panel | Solar Electric System | 6acea7c8-d7e4-ed11-8847-000d3acb5309 | Lakeland High School | 4599 | ACTIVE
MSA-DOES | PES4265 | Fall Protection System | Fall Protection System | 8cdcabc5-d7e4-ed11-8847-0022481170b3 | Lakeland High School | 4599 | ACTIVE
MSA-DOES | PES4296 | Design & Technology: Fixed Equipment | Design & Technology: Fixed Equipment | 53cea7c8-d7e4-ed11-8847-000d3acb5309 | Lakeland High School | 4599 | ACTIVE
MSA-DOES | PES4399 | Fire Hydrant | Fire Hydrant | f3daa8c7-d7e4-ed11-8847-0022489339ad | Lakeland High School | 4599 | ACTIVE
MSA-DOES | PES4507 | PAC: Retractable Seating | PAC: | ffdaa8c7-d7e4-ed11-8847-0022489339ad | Lakeland High School | 4599 | INACTIVE
MSA-DOES | PES4533 | PAC: Lighting System | PAC: | ffdaa8c7-d7e4-ed11-8847-0022489339ad | Lakeland High School | 4599 | ACTIVE
MSA-DOES | PES4558 | PAC: Staging System | PAC: | ffdaa8c7-d7e4-ed11-8847-0022489339ad | Lakeland High School | 4599 | ACTIVE
MSA-DOES | PES4583 | PAC: Curtain | PAC: | ffdaa8c7-d7e4-ed11-8847-0022489339ad | Lakeland High School | 4599 | ACTIVE
MSA-DOES | PES4612 | PAC: Audio System | PAC: | ffdaa8c7-d7e4-ed11-8847-0022489339ad | Lakeland High School | 4599 | ACTIVE
MSA-DOES | PES4646 | PAC: Lighting Grid / Bar | PAC: | ffdaa8c7-d7e4-ed11-8847-0022489339ad | Lakeland High School | 4599 | ACTIVE
MSA-DOES | PES4757 | Emergency Eye Wash | Emergency Eye Wash / Safety Shower | 6dcea7c8-d7e4-ed11-8847-000d3acb5309 | Lakeland High School | 4599 | ACTIVE
MSA-DOES | PES5147 | Lighting Pole | Lighting Poles: External | 69cea7c8-d7e4-ed11-8847-000d3acb5309 | Lakeland High School | 4599 | ACTIVE
MSA-DOES | PES5678 | Ga Appliance | Gas Appliance | 70cea7c8-d7e4-ed11-8847-000d3acb5309 | Lakeland High School | 4599 | ACTIVE
MSA-DOES | PES5766 | Backflow Prevention Valve | Backflow Prevention Valve | e9daa8c7-d7e4-ed11-8847-0022489339ad | Lakeland High School | 4599 | ACTIVE
MSA-DOES | PES5767 | Thermostatic Mixing Valve | Thermostatic Mixing Valve | 12dba8c7-d7e4-ed11-8847-0022489339ad | Lakeland High School | 4599 | ACTIVE
MSA-DOES | PES5768 | Tempering Valve | Tempering Valve | 74cea7c8-d7e4-ed11-8847-000d3acb5309 | Lakeland High School | 4599 | ACTIVE
MSA-DOES | PES5965 | Dangerou Good Safety Storage Cabinet | Dangerous Goods Safety Storage Cabinets | eedaa8c7-d7e4-ed11-8847-0022489339ad | Lakeland High School | 4599 | ACTIVE
MSA-DOES | PES6104 | Fire Hydrant | Fire Hydrant | f3daa8c7-d7e4-ed11-8847-0022489339ad | Lakeland High School | 4599 | ACTIVE
MSA-DOES | PES6505 | Boiling/Chilled Water Unit | Drinking Water Unit: Boiling / Chilled | 57cea7c8-d7e4-ed11-8847-000d3acb5309 | Lakeland High School | 4599 | ACTIVE
MSA-DOES | PES6678 | Air Compressor: Receiver | Air Compressor | d1a9f4c6-d7e4-ed11-8847-002248117628 | Lakeland High School | 4599 | ACTIVE
MSA-DOES | PES6723 | Compressor: | Air Compressor | d1a9f4c6-d7e4-ed11-8847-002248117628 | Lakeland High School | 4599 | ACTIVE
MSA-DOES | PES6836 | Extraction: Dust | Extraction System: Saw Dust | 61cea7c8-d7e4-ed11-8847-000d3acb5309 | Lakeland High School | 4599 | ACTIVE
MSA-DOES | PES6845 | Hot Water System: Ga & Electric | Hot Water Unit: Gas & Electric | d8a9f4c6-d7e4-ed11-8847-002248117628 | Lakeland High School | 4599 | ACTIVE
MSA-DOES | PES7021 | Design & Technology: Reticulated Ga Welding System | Design & Technology: Reticulated Gas Welding System | 11dba8c7-d7e4-ed11-8847-0022489339ad | Lakeland High School | 4599 | ACTIVE
MSA-DOES | PES7041 | Fire Hydrant Booster Connection | Fire Hydrant Booster Connection | 5fcea7c8-d7e4-ed11-8847-000d3acb5309 | Lakeland High School | 4599 | ACTIVE
MSA-DOES | PES2640 | Fall Protection System | Fall Protection System | 8cdcabc5-d7e4-ed11-8847-0022481170b3 | Lakeland Primary School | 9051 | ACTIVE
MSA-DOES | PES2641 | Testing & Tagging | Testing & Tagging | dba9f4c6-d7e4-ed11-8847-002248117628 | Lakeland Primary School | 9051 | ACTIVE
MSA-DOES | PES2642 | Backflow Prevention Valve | Backflow Prevention Valve | e9daa8c7-d7e4-ed11-8847-0022489339ad | Lakeland Primary School | 9051 | ACTIVE
MSA-DOES | PES2643 | Emergency & Exit Lighting | Emergency & Exit Lighting | 54cea7c8-d7e4-ed11-8847-000d3acb5309 | Lakeland Primary School | 9051 | ACTIVE
MSA-DOES | PES2644 | Ga Space Heating | Gas Space Heating | 8fdcabc5-d7e4-ed11-8847-0022481170b3 | Lakeland Primary School | 9051 | ACTIVE
MSA-DOES | PES2645 | Gutter, Downpipe & Roof | Gutters, Downpipes & Roofs | f8daa8c7-d7e4-ed11-8847-0022489339ad | Lakeland Primary School | 9051 | ACTIVE
MSA-DOES | PES2646 | Grease Trap: | Grease Trap: | fadaa8c7-d7e4-ed11-8847-0022489339ad | Lakeland Primary School | 9051 | ACTIVE
MSA-DOES | PES2647 | Play Ground Equipment Inc. Nature Play | Sport Court & Playground Equipment inc Natureplay | 92dcabc5-d7e4-ed11-8847-0022481170b3 | Lakeland Primary School | 9051 | ACTIVE
MSA-DOES | PES2648 | Residual Current Device / RCD | Residual Current Devices (RCD) | 73cea7c8-d7e4-ed11-8847-000d3acb5309 | Lakeland Primary School | 9051 | ACTIVE
MSA-DOES | PES2649 | Fire Hydrant Booster Connection | Fire Hydrant Booster Connection | 5fcea7c8-d7e4-ed11-8847-000d3acb5309 | Lakeland Primary School | 9051 | ACTIVE
MSA-DOES | PES2650 | INACTIVE AS PER MARIO RAPANARO REQUEST-Termite Inspection | Pest Control | 68cea7c8-d7e4-ed11-8847-000d3acb5309 | Lakeland Primary School | 9051 | INACTIVE
MSA-DOES | PES2651 | Fire Extinguisher | Fire Extinguisher | 63cea7c8-d7e4-ed11-8847-000d3acb5309 | Lakeland Primary School | 9051 | ACTIVE
MSA-DOES | PES2652 | Fire Hydrant | Fire Hydrant | f3daa8c7-d7e4-ed11-8847-0022489339ad | Lakeland Primary School | 9051 | ACTIVE
MSA-DOES | PES2653 | Fire Blanket | Fire Blanket | f5daa8c7-d7e4-ed11-8847-0022489339ad | Lakeland Primary School | 9051 | ACTIVE
MSA-DOES | PES4086 | Air Conditioning: Evaporative Cooler | Air Conditioning: Evaporative Cooler | d3a9f4c6-d7e4-ed11-8847-002248117628 | Lakeland Primary School | 9051 | ACTIVE
MSA-DOES | PES4667 | Thermostatic Mixing Valve | Thermostatic Mixing Valve | 12dba8c7-d7e4-ed11-8847-0022489339ad | Lakeland Primary School | 9051 | ACTIVE
MSA-DOES | PES4714 | Fire Hydrant | Fire Hydrant | f3daa8c7-d7e4-ed11-8847-0022489339ad | Lakeland Primary School | 9051 | ACTIVE
MSA-DOES | PES4858 | Fire Pump: Diesel | Fire Pump: Diesel | 00dba8c7-d7e4-ed11-8847-0022489339ad | Lakeland Primary School | 9051 | ACTIVE
MSA-DOES | PES4859 | Fire Pump: Electric | Fire Pump: Electric | 89dcabc5-d7e4-ed11-8847-0022481170b3 | Lakeland Primary School | 9051 | ACTIVE
MSA-DOES | PES4908 | Fire Water Storage Tank | Fire Water Storage Tank | 60cea7c8-d7e4-ed11-8847-000d3acb5309 | Lakeland Primary School | 9051 | ACTIVE
MSA-DOES | PES5024 | Lighting Pole | Lighting Poles: External | 69cea7c8-d7e4-ed11-8847-000d3acb5309 | Lakeland Primary School | 9051 | ACTIVE
MSA-DOES | PES5329 | Tempering Valve | Tempering Valve | 74cea7c8-d7e4-ed11-8847-000d3acb5309 | Lakeland Primary School | 9051 | ACTIVE
MSA-DOES | PES5650 | Ga Appliance | Gas Appliance | 70cea7c8-d7e4-ed11-8847-000d3acb5309 | Lakeland Primary School | 9051 | ACTIVE
MSA-DOES | PES5899 | Fire Pump: Diesel | Fire Pump: Diesel | 00dba8c7-d7e4-ed11-8847-0022489339ad | Lakeland Primary School | 9051 | ACTIVE
MSA-DOES | PES5900 | Fire Pump: Electric | Fire Pump: Electric | 89dcabc5-d7e4-ed11-8847-0022481170b3 | Lakeland Primary School | 9051 | ACTIVE
MSA-DOES | PES6390 | Boiling/Chilled Water Unit | Drinking Water Unit: Boiling / Chilled | 57cea7c8-d7e4-ed11-8847-000d3acb5309 | Lakeland Primary School | 9051 | ACTIVE
MSA-DOES | PES6791 | Hot Water System: Ga & Electric | Hot Water Unit: Gas & Electric | d8a9f4c6-d7e4-ed11-8847-002248117628 | Lakeland Primary School | 9051 | ACTIVE
MSA-DOES | PES2654 | Fall Protection System | Fall Protection System | 8cdcabc5-d7e4-ed11-8847-0022481170b3 | Lathlain Primary School | 2532 | ACTIVE
MSA-DOES | PES2655 | Testing & Tagging | Testing & Tagging | dba9f4c6-d7e4-ed11-8847-002248117628 | Lathlain Primary School | 2532 | ACTIVE
MSA-DOES | PES2656 | Backflow Prevention Valve | Backflow Prevention Valve | e9daa8c7-d7e4-ed11-8847-0022489339ad | Lathlain Primary School | 2532 | ACTIVE
MSA-DOES | PES2657 | Emergency & Exit Lighting | Emergency & Exit Lighting | 54cea7c8-d7e4-ed11-8847-000d3acb5309 | Lathlain Primary School | 2532 | ACTIVE
MSA-DOES | PES2658 | Air Conditioning: Evaporative Cooler | Air Conditioning: Evaporative Cooler | d3a9f4c6-d7e4-ed11-8847-002248117628 | Lathlain Primary School | 2532 | ACTIVE
MSA-DOES | PES2659 | Ga Space Heating | Gas Space Heating | 8fdcabc5-d7e4-ed11-8847-0022481170b3 | Lathlain Primary School | 2532 | ACTIVE
MSA-DOES | PES2660 | Gutter, Downpipe & Roof | Gutters, Downpipes & Roofs | f8daa8c7-d7e4-ed11-8847-0022489339ad | Lathlain Primary School | 2532 | ACTIVE
MSA-DOES | PES2661 | Play Ground Equipment | Sport Court & Playground Equipment | 67cea7c8-d7e4-ed11-8847-000d3acb5309 | Lathlain Primary School | 2532 | ACTIVE
MSA-DOES | PES2662 | Residual Current Device / RCD | Residual Current Devices (RCD) | 73cea7c8-d7e4-ed11-8847-000d3acb5309 | Lathlain Primary School | 2532 | ACTIVE
MSA-DOES | PES2663 | Pest Control | Pest Control | 68cea7c8-d7e4-ed11-8847-000d3acb5309 | Lathlain Primary School | 2532 | ACTIVE
MSA-DOES | PES2664 | Fire Extinguisher | Fire Extinguisher | 63cea7c8-d7e4-ed11-8847-000d3acb5309 | Lathlain Primary School | 2532 | ACTIVE
MSA-DOES | PES2665 | Fire Blanket | Fire Blanket | f5daa8c7-d7e4-ed11-8847-0022489339ad | Lathlain Primary School | 2532 | ACTIVE
MSA-DOES | PES4159 | Solar Panel | Solar Electric System | 6acea7c8-d7e4-ed11-8847-000d3acb5309 | Lathlain Primary School | 2532 | ACTIVE
MSA-DOES | PES4929 | Emergency Eye Wash | Emergency Eye Wash / Safety Shower | 6dcea7c8-d7e4-ed11-8847-000d3acb5309 | Lathlain Primary School | 2532 | ACTIVE
MSA-DOES | PES4939 | Tempering Valve | Tempering Valve | 74cea7c8-d7e4-ed11-8847-000d3acb5309 | Lathlain Primary School | 2532 | ACTIVE
MSA-DOES | PES5073 | NO POLES ON SITE - External Lighting Pole - Inspection & Reporting (inc Photo) | Lighting Poles: External | 69cea7c8-d7e4-ed11-8847-000d3acb5309 | Lathlain Primary School | 2532 | INACTIVE
MSA-DOES | PES6225 | NO EQUIPMENT - Ga Appliance | Gas Appliance | 70cea7c8-d7e4-ed11-8847-000d3acb5309 | Lathlain Primary School | 2532 | INACTIVE
MSA-DOES | PES6457 | Hot Water System: Ga & Electric | Hot Water Unit: Gas & Electric | d8a9f4c6-d7e4-ed11-8847-002248117628 | Lathlain Primary School | 2532 | ACTIVE
MSA-DOES | PES6869 | Boiling/Chilled Water Unit | Drinking Water Unit: Boiling / Chilled | 57cea7c8-d7e4-ed11-8847-000d3acb5309 | Lathlain Primary School | 2532 | ACTIVE
MSA-DOES | PES6996 | Testing & Tagging | Testing & Tagging | dba9f4c6-d7e4-ed11-8847-002248117628 | Lathlain PS Kindy | 9890 | ACTIVE
MSA-DOES | PES6998 | Hot Water System: Ga & Electric | Hot Water Unit: Gas & Electric | d8a9f4c6-d7e4-ed11-8847-002248117628 | Lathlain PS Kindy | 9890 | ACTIVE
MSA-DOES | PES6999 | Play Ground Equipment | Sport Court & Playground Equipment | 67cea7c8-d7e4-ed11-8847-000d3acb5309 | Lathlain PS Kindy | 9890 | ACTIVE
MSA-DOES | PES7000 | Residual Current Device / RCD | Residual Current Devices (RCD) | 73cea7c8-d7e4-ed11-8847-000d3acb5309 | Lathlain PS Kindy | 9890 | ACTIVE
MSA-DOES | PES7001 | Fire Extinguisher | Fire Extinguisher | 63cea7c8-d7e4-ed11-8847-000d3acb5309 | Lathlain PS Kindy | 9890 | ACTIVE
MSA-DOES | PES7002 | Fire Blanket | Fire Blanket | f5daa8c7-d7e4-ed11-8847-0022489339ad | Lathlain PS Kindy | 9890 | ACTIVE
MSA-DOES | PES7003 | Fall Protection System | Fall Protection System | 8cdcabc5-d7e4-ed11-8847-0022481170b3 | Lathlain PS Kindy | 9890 | ACTIVE
MSA-DOES | PES7004 | Gutter, Downpipe & Roof | Gutters, Downpipes & Roofs | f8daa8c7-d7e4-ed11-8847-0022489339ad | Lathlain PS Kindy | 9890 | ACTIVE
MSA-DOES | PES2666 | Fall Protection System | Fall Protection System | 8cdcabc5-d7e4-ed11-8847-0022481170b3 | Leda Primary School | 4988 | ACTIVE
MSA-DOES | PES2667 | Backflow Prevention Valve | Backflow Prevention Valve | e9daa8c7-d7e4-ed11-8847-0022489339ad | Leda Primary School | 4988 | ACTIVE
MSA-DOES | PES2668 | Testing & Tagging | Testing & Tagging | dba9f4c6-d7e4-ed11-8847-002248117628 | Leda Primary School | 4988 | ACTIVE
MSA-DOES | PES2669 | Emergency & Exit Lighting | Emergency & Exit Lighting | 54cea7c8-d7e4-ed11-8847-000d3acb5309 | Leda Primary School | 4988 | ACTIVE
MSA-DOES | PES2670 | Air Conditioning: Evaporative Cooler | Air Conditioning: Evaporative Cooler | d3a9f4c6-d7e4-ed11-8847-002248117628 | Leda Primary School | 4988 | ACTIVE
MSA-DOES | PES2671 | Ga Space Heating | Gas Space Heating | 8fdcabc5-d7e4-ed11-8847-0022481170b3 | Leda Primary School | 4988 | ACTIVE
MSA-DOES | PES2672 | Gutter, Downpipe & Roof | Gutters, Downpipes & Roofs | f8daa8c7-d7e4-ed11-8847-0022489339ad | Leda Primary School | 4988 | ACTIVE
MSA-DOES | PES2673 | Play Ground Equipment Inc. Nature Play | Sport Court & Playground Equipment inc Natureplay | 92dcabc5-d7e4-ed11-8847-0022481170b3 | Leda Primary School | 4988 | ACTIVE
MSA-DOES | PES2674 | Residual Current Device / RCD | Residual Current Devices (RCD) | 73cea7c8-d7e4-ed11-8847-000d3acb5309 | Leda Primary School | 4988 | ACTIVE
MSA-DOES | PES2675 | INACTIVE AS PER MARIO RAPANARO REQUEST-Termite Inspection | Pest Control | 68cea7c8-d7e4-ed11-8847-000d3acb5309 | Leda Primary School | 4988 | INACTIVE
MSA-DOES | PES2676 | Fire Extinguisher | Fire Extinguisher | 63cea7c8-d7e4-ed11-8847-000d3acb5309 | Leda Primary School | 4988 | ACTIVE
MSA-DOES | PES2677 | Fire Hydrant | Fire Hydrant | f3daa8c7-d7e4-ed11-8847-0022489339ad | Leda Primary School | 4988 | ACTIVE
MSA-DOES | PES2678 | Fire Blanket | Fire Blanket | f5daa8c7-d7e4-ed11-8847-0022489339ad | Leda Primary School | 4988 | ACTIVE
MSA-DOES | PES4715 | Fire Hydrant | Fire Hydrant | f3daa8c7-d7e4-ed11-8847-0022489339ad | Leda Primary School | 4988 | ACTIVE
MSA-DOES | PES4974 | Lighting Pole | Lighting Poles: External | 69cea7c8-d7e4-ed11-8847-000d3acb5309 | Leda Primary School | 4988 | ACTIVE
MSA-DOES | PES5598 | Tempering Valve | Tempering Valve | 74cea7c8-d7e4-ed11-8847-000d3acb5309 | Leda Primary School | 4988 | ACTIVE
MSA-DOES | PES5599 | Thermostatic Mixing Valve | Thermostatic Mixing Valve | 12dba8c7-d7e4-ed11-8847-0022489339ad | Leda Primary School | 4988 | ACTIVE
MSA-DOES | PES5611 | INACTIVE NO ASSETS ONSITE - Ga Appliance - Inspection, Testing & Report | Gas Appliance | 70cea7c8-d7e4-ed11-8847-000d3acb5309 | Leda Primary School | 4988 | INACTIVE
MSA-DOES | PES6248 | Fire Hydrant | Fire Hydrant | f3daa8c7-d7e4-ed11-8847-0022489339ad | Leda Primary School | 4988 | ACTIVE
MSA-DOES | PES6281 | Hot Water System: Ga & Electric | Hot Water Unit: Gas & Electric | d8a9f4c6-d7e4-ed11-8847-002248117628 | Leda Primary School | 4988 | ACTIVE
MSA-DOES | PES6960 | Boiling/Chilled Water Unit | Drinking Water Unit: Boiling / Chilled | 57cea7c8-d7e4-ed11-8847-000d3acb5309 | Leda Primary School | 4988 | ACTIVE
MSA-DOES | PES7150 | Fan: Large Diameter | Fan: Large Diameter | 5acea7c8-d7e4-ed11-8847-000d3acb5309 | Leda Primary School | 4988 | ACTIVE
MSA-DOES | PES2679 | Fall Protection System | Fall Protection System | 8cdcabc5-d7e4-ed11-8847-0022481170b3 | Leeming Primary School | 1837 | ACTIVE
MSA-DOES | PES2680 | Testing & Tagging | Testing & Tagging | dba9f4c6-d7e4-ed11-8847-002248117628 | Leeming Primary School | 1837 | ACTIVE
MSA-DOES | PES2681 | Emergency & Exit Lighting | Emergency & Exit Lighting | 54cea7c8-d7e4-ed11-8847-000d3acb5309 | Leeming Primary School | 1837 | ACTIVE
MSA-DOES | PES2682 | Air Conditioning: Evaporative Cooler | Air Conditioning: Evaporative Cooler | d3a9f4c6-d7e4-ed11-8847-002248117628 | Leeming Primary School | 1837 | ACTIVE
MSA-DOES | PES2683 | Fire Break | Fire Break | 65cea7c8-d7e4-ed11-8847-000d3acb5309 | Leeming Primary School | 1837 | ACTIVE
MSA-DOES | PES2684 | Ga Space Heating | Gas Space Heating | 8fdcabc5-d7e4-ed11-8847-0022481170b3 | Leeming Primary School | 1837 | ACTIVE
MSA-DOES | PES2685 | Gutter, Downpipe & Roof | Gutters, Downpipes & Roofs | f8daa8c7-d7e4-ed11-8847-0022489339ad | Leeming Primary School | 1837 | ACTIVE
MSA-DOES | PES2686 | Play Ground Equipment Inc. Nature Play | Sport Court & Playground Equipment inc Natureplay | 92dcabc5-d7e4-ed11-8847-0022481170b3 | Leeming Primary School | 1837 | ACTIVE
MSA-DOES | PES2687 | Residual Current Device / RCD | Residual Current Devices (RCD) | 73cea7c8-d7e4-ed11-8847-000d3acb5309 | Leeming Primary School | 1837 | ACTIVE
MSA-DOES | PES2688 | INACTIVE AS PER MARIO RAPANARO REQUEST-Termite Inspection | Pest Control | 68cea7c8-d7e4-ed11-8847-000d3acb5309 | Leeming Primary School | 1837 | INACTIVE
MSA-DOES | PES2689 | Fire Extinguisher | Fire Extinguisher | 63cea7c8-d7e4-ed11-8847-000d3acb5309 | Leeming Primary School | 1837 | ACTIVE
MSA-DOES | PES2690 | Fire Blanket | Fire Blanket | f5daa8c7-d7e4-ed11-8847-0022489339ad | Leeming Primary School | 1837 | ACTIVE
MSA-DOES | PES4160 | Solar Panel | Solar Electric System | 6acea7c8-d7e4-ed11-8847-000d3acb5309 | Leeming Primary School | 1837 | ACTIVE
MSA-DOES | PES4782 | Thermostatic Mixing Valve | Thermostatic Mixing Valve | 12dba8c7-d7e4-ed11-8847-0022489339ad | Leeming Primary School | 1837 | ACTIVE
MSA-DOES | PES5108 | Lighting Pole | Lighting Poles: External | 69cea7c8-d7e4-ed11-8847-000d3acb5309 | Leeming Primary School | 1837 | ACTIVE
MSA-DOES | PES5702 | Ga Appliance | Gas Appliance | 70cea7c8-d7e4-ed11-8847-000d3acb5309 | Leeming Primary School | 1837 | ACTIVE
MSA-DOES | PES5778 | Backflow Prevention Valve | Backflow Prevention Valve | e9daa8c7-d7e4-ed11-8847-0022489339ad | Leeming Primary School | 1837 | ACTIVE
MSA-DOES | PES6073 | Tempering Valve | Tempering Valve | 74cea7c8-d7e4-ed11-8847-000d3acb5309 | Leeming Primary School | 1837 | ACTIVE
MSA-DOES | PES6543 | Boiling/Chilled Water Unit | Drinking Water Unit: Boiling / Chilled | 57cea7c8-d7e4-ed11-8847-000d3acb5309 | Leeming Primary School | 1837 | ACTIVE
MSA-DOES | PES6858 | NO EQUITMENT ON SITE Extraction: Dust | Extraction System: Saw Dust | 61cea7c8-d7e4-ed11-8847-000d3acb5309 | Leeming Primary School | 1837 | INACTIVE
MSA-DOES | PES6927 | Hot Water System: Ga & Electric | Hot Water Unit: Gas & Electric | d8a9f4c6-d7e4-ed11-8847-002248117628 | Leeming Primary School | 1837 | ACTIVE
MSA-DOES | PES2691 | Fall Protection System | Fall Protection System | 8cdcabc5-d7e4-ed11-8847-0022481170b3 | Leeming Senior High School | 1686 | ACTIVE
MSA-DOES | PES2692 | Testing & Tagging | Testing & Tagging | dba9f4c6-d7e4-ed11-8847-002248117628 | Leeming Senior High School | 1686 | ACTIVE
MSA-DOES | PES2693 | Backflow Prevention Valve | Backflow Prevention Valve | e9daa8c7-d7e4-ed11-8847-0022489339ad | Leeming Senior High School | 1686 | ACTIVE
MSA-DOES | PES2694 | Emergency & Exit Lighting | Emergency & Exit Lighting | 54cea7c8-d7e4-ed11-8847-000d3acb5309 | Leeming Senior High School | 1686 | ACTIVE
MSA-DOES | PES2695 | Air Conditioning: Evaporative Cooler | Air Conditioning: Evaporative Cooler | d3a9f4c6-d7e4-ed11-8847-002248117628 | Leeming Senior High School | 1686 | ACTIVE
MSA-DOES | PES2696 | Fume Cupboard | Fume Cupboards | f7daa8c7-d7e4-ed11-8847-0022489339ad | Leeming Senior High School | 1686 | ACTIVE
MSA-DOES | PES2697 | Ga Space Heating | Gas Space Heating | 8fdcabc5-d7e4-ed11-8847-0022481170b3 | Leeming Senior High School | 1686 | ACTIVE
MSA-DOES | PES2698 | Gutter, Downpipe & Roof | Gutters, Downpipes & Roofs | f8daa8c7-d7e4-ed11-8847-0022489339ad | Leeming Senior High School | 1686 | ACTIVE
MSA-DOES | PES2700 | Oil Separator Pump | Oil Separator | 76cea7c8-d7e4-ed11-8847-000d3acb5309 | Leeming Senior High School | 1686 | ACTIVE
MSA-DOES | PES2701 | Residual Current Device / RCD | Residual Current Devices (RCD) | 73cea7c8-d7e4-ed11-8847-000d3acb5309 | Leeming Senior High School | 1686 | ACTIVE
MSA-DOES | PES2702 | Effluent System | Sewerage Pumping Station | 55cea7c8-d7e4-ed11-8847-000d3acb5309 | Leeming Senior High School | 1686 | ACTIVE
MSA-DOES | PES2703 | Solar Panel | Solar Electric System | 6acea7c8-d7e4-ed11-8847-000d3acb5309 | Leeming Senior High School | 1686 | ACTIVE
MSA-DOES | PES2704 | INACTIVE AS PER MARIO RAPANARO REQUEST-Termite Inspection | Pest Control | 68cea7c8-d7e4-ed11-8847-000d3acb5309 | Leeming Senior High School | 1686 | INACTIVE
MSA-DOES | PES2705 | Fire Extinguisher | Fire Extinguisher | 63cea7c8-d7e4-ed11-8847-000d3acb5309 | Leeming Senior High School | 1686 | ACTIVE
MSA-DOES | PES2706 | Fire Hydrant | Fire Hydrant | f3daa8c7-d7e4-ed11-8847-0022489339ad | Leeming Senior High School | 1686 | ACTIVE
MSA-DOES | PES2707 | Fire Hose Reel | Fire Hose Reel | f4daa8c7-d7e4-ed11-8847-0022489339ad | Leeming Senior High School | 1686 | ACTIVE
MSA-DOES | PES2708 | Fire Blanket | Fire Blanket | f5daa8c7-d7e4-ed11-8847-0022489339ad | Leeming Senior High School | 1686 | ACTIVE
MSA-DOES | PES4297 | Design & Technology: Fixed Equipment | Design & Technology: Fixed Equipment | 53cea7c8-d7e4-ed11-8847-000d3acb5309 | Leeming Senior High School | 1686 | ACTIVE
MSA-DOES | PES4436 | Emergency Eye Wash & Safety Shower | Emergency Eye Wash / Safety Shower | 6dcea7c8-d7e4-ed11-8847-000d3acb5309 | Leeming Senior High School | 1686 | ACTIVE
MSA-DOES | PES4476 | Grease Trap: | Grease Trap: | fadaa8c7-d7e4-ed11-8847-0022489339ad | Leeming Senior High School | 1686 | ACTIVE
MSA-DOES | PES4508 | PAC: Retractable Seating | PAC: | ffdaa8c7-d7e4-ed11-8847-0022489339ad | Leeming Senior High School | 1686 | ACTIVE
MSA-DOES | PES4534 | PAC: Lighting System | PAC: | ffdaa8c7-d7e4-ed11-8847-0022489339ad | Leeming Senior High School | 1686 | ACTIVE
MSA-DOES | PES4559 | PAC: Staging System | PAC: | ffdaa8c7-d7e4-ed11-8847-0022489339ad | Leeming Senior High School | 1686 | ACTIVE
MSA-DOES | PES4584 | PAC: Curtain | PAC: | ffdaa8c7-d7e4-ed11-8847-0022489339ad | Leeming Senior High School | 1686 | ACTIVE
MSA-DOES | PES4613 | PAC: Audio System | PAC: | ffdaa8c7-d7e4-ed11-8847-0022489339ad | Leeming Senior High School | 1686 | ACTIVE
MSA-DOES | PES4647 | PAC: Lighting Grid / Bar | PAC: | ffdaa8c7-d7e4-ed11-8847-0022489339ad | Leeming Senior High School | 1686 | ACTIVE
MSA-DOES | PES4716 | Fire Hydrant | Fire Hydrant | f3daa8c7-d7e4-ed11-8847-0022489339ad | Leeming Senior High School | 1686 | ACTIVE
MSA-DOES | PES5109 | Lighting Pole | Lighting Poles: External | 69cea7c8-d7e4-ed11-8847-000d3acb5309 | Leeming Senior High School | 1686 | ACTIVE
MSA-DOES | PES5595 | Tempering Valve | Tempering Valve | 74cea7c8-d7e4-ed11-8847-000d3acb5309 | Leeming Senior High School | 1686 | ACTIVE
MSA-DOES | PES5596 | Thermostatic Mixing Valve | Thermostatic Mixing Valve | 12dba8c7-d7e4-ed11-8847-0022489339ad | Leeming Senior High School | 1686 | ACTIVE
MSA-DOES | PES5685 | Ga Appliance | Gas Appliance | 70cea7c8-d7e4-ed11-8847-000d3acb5309 | Leeming Senior High School | 1686 | ACTIVE
MSA-DOES | PES5958 | CLEAN ONLY - Fume Cupboard - Inspection, Service & Certification | Fume Cupboards | f7daa8c7-d7e4-ed11-8847-0022489339ad | Leeming Senior High School | 1686 | INACTIVE
MSA-DOES | PES6008 | Dangerou Good Safety Storage Cabinet | Dangerous Goods Safety Storage Cabinets | eedaa8c7-d7e4-ed11-8847-0022489339ad | Leeming Senior High School | 1686 | ACTIVE
MSA-DOES | PES6064 | Design & Technology: Reticulated Ga Welding System | Design & Technology: Reticulated Gas Welding System | 11dba8c7-d7e4-ed11-8847-0022489339ad | Leeming Senior High School | 1686 | ACTIVE
MSA-DOES | PES6530 | Hot Water System: Ga & Electric | Hot Water Unit: Gas & Electric | d8a9f4c6-d7e4-ed11-8847-002248117628 | Leeming Senior High School | 1686 | ACTIVE
MSA-DOES | PES6679 | Air Compressor: Receiver | Air Compressor | d1a9f4c6-d7e4-ed11-8847-002248117628 | Leeming Senior High School | 1686 | ACTIVE
MSA-DOES | PES6724 | Compressor: | Air Compressor | d1a9f4c6-d7e4-ed11-8847-002248117628 | Leeming Senior High School | 1686 | DRAFT
MSA-DOES | PES6874 | DUPLICATE REFER PES6679 Air Compressor: Receiver | Air Compressor | d1a9f4c6-d7e4-ed11-8847-002248117628 | Leeming Senior High School | 1686 | INACTIVE
MSA-DOES | PES6934 | Boiling/Chilled Water Unit | Drinking Water Unit: Boiling / Chilled | 57cea7c8-d7e4-ed11-8847-000d3acb5309 | Leeming Senior High School | 1686 | ACTIVE
MSA-DOES | PES7056 | Fire Break | Fire Break | 65cea7c8-d7e4-ed11-8847-000d3acb5309 | Leeming Senior High School | 1686 | ACTIVE
MSA-DOES | PES2709 | Testing & Tagging | Testing & Tagging | dba9f4c6-d7e4-ed11-8847-002248117628 | Lefroy Road Child Care Centre Inc - Dept of Educ | 5324 | ACTIVE
MSA-DOES | PES2710 | Emergency & Exit Lighting | Emergency & Exit Lighting | 54cea7c8-d7e4-ed11-8847-000d3acb5309 | Lefroy Road Child Care Centre Inc - Dept of Educ | 5324 | ACTIVE
MSA-DOES | PES2711 | Air Conditioning: Evaporative Cooler | Air Conditioning: Evaporative Cooler | d3a9f4c6-d7e4-ed11-8847-002248117628 | Lefroy Road Child Care Centre Inc - Dept of Educ | 5324 | INACTIVE
MSA-DOES | PES2712 | Gutter, Downpipe & Roof | Gutters, Downpipes & Roofs | f8daa8c7-d7e4-ed11-8847-0022489339ad | Lefroy Road Child Care Centre Inc - Dept of Educ | 5324 | ACTIVE
MSA-DOES | PES2713 | Play Ground Equipment Inc. Nature Play | Sport Court & Playground Equipment inc Natureplay | 92dcabc5-d7e4-ed11-8847-0022481170b3 | Lefroy Road Child Care Centre Inc - Dept of Educ | 5324 | ACTIVE
MSA-DOES | PES2714 | Residual Current Device / RCD | Residual Current Devices (RCD) | 73cea7c8-d7e4-ed11-8847-000d3acb5309 | Lefroy Road Child Care Centre Inc - Dept of Educ | 5324 | ACTIVE
MSA-DOES | PES2715 | Effluent System | Sewerage Pumping Station | 55cea7c8-d7e4-ed11-8847-000d3acb5309 | Lefroy Road Child Care Centre Inc - Dept of Educ | 5324 | ACTIVE
MSA-DOES | PES2716 | INACTIVE AS PER MARIO RAPANARO REQUEST-Termite Inspection | Pest Control | 68cea7c8-d7e4-ed11-8847-000d3acb5309 | Lefroy Road Child Care Centre Inc - Dept of Educ | 5324 | INACTIVE
MSA-DOES | PES2717 | Fire Extinguisher | Fire Extinguisher | 63cea7c8-d7e4-ed11-8847-000d3acb5309 | Lefroy Road Child Care Centre Inc - Dept of Educ | 5324 | ACTIVE
MSA-DOES | PES2718 | Fire Blanket | Fire Blanket | f5daa8c7-d7e4-ed11-8847-0022489339ad | Lefroy Road Child Care Centre Inc - Dept of Educ | 5324 | ACTIVE
MSA-DOES | PES4266 | Fall Protection System - Inspection, Test & Re-Certification - NO EQUIPMENT ON SITE | Fall Protection System | 8cdcabc5-d7e4-ed11-8847-0022481170b3 | Lefroy Road Child Care Centre Inc - Dept of Educ | 5324 | INACTIVE
MSA-DOES | PES6493 | Hot Water System: Ga & Electric | Hot Water Unit: Gas & Electric | d8a9f4c6-d7e4-ed11-8847-002248117628 | Lefroy Road Child Care Centre Inc - Dept of Educ | 5324 | ACTIVE
MSA-DOES | PES2719 | Fall Protection System | Fall Protection System | 8cdcabc5-d7e4-ed11-8847-0022481170b3 | Lesmurdie Primary School | 2533 | ACTIVE
MSA-DOES | PES2720 | Testing & Tagging | Testing & Tagging | dba9f4c6-d7e4-ed11-8847-002248117628 | Lesmurdie Primary School | 2533 | ACTIVE
MSA-DOES | PES2721 | Play Ground Equipment | Sport Court & Playground Equipment | 67cea7c8-d7e4-ed11-8847-000d3acb5309 | Lesmurdie Primary School | 2533 | ACTIVE
MSA-DOES | PES2722 | Backflow Prevention Valve | Backflow Prevention Valve | e9daa8c7-d7e4-ed11-8847-0022489339ad | Lesmurdie Primary School | 2533 | ACTIVE
MSA-DOES | PES2723 | Residual Current Device / RCD | Residual Current Devices (RCD) | 73cea7c8-d7e4-ed11-8847-000d3acb5309 | Lesmurdie Primary School | 2533 | ACTIVE
MSA-DOES | PES2724 | Emergency & Exit Lighting | Emergency & Exit Lighting | 54cea7c8-d7e4-ed11-8847-000d3acb5309 | Lesmurdie Primary School | 2533 | ACTIVE
MSA-DOES | PES2725 | Air Conditioning: Evaporative Cooler | Air Conditioning: Evaporative Cooler | d3a9f4c6-d7e4-ed11-8847-002248117628 | Lesmurdie Primary School | 2533 | ACTIVE
MSA-DOES | PES2726 | Fire Break | Fire Break | 65cea7c8-d7e4-ed11-8847-000d3acb5309 | Lesmurdie Primary School | 2533 | ACTIVE
MSA-DOES | PES2727 | On Hold - Ga Space Heating | Gas Space Heating | 8fdcabc5-d7e4-ed11-8847-0022481170b3 | Lesmurdie Primary School | 2533 | INACTIVE
MSA-DOES | PES2728 | Gutter, Downpipe & Roof | Gutters, Downpipes & Roofs | f8daa8c7-d7e4-ed11-8847-0022489339ad | Lesmurdie Primary School | 2533 | ACTIVE
MSA-DOES | PES2729 | Irrigation: Filter | Irrigation: Bore | 8ddcabc5-d7e4-ed11-8847-0022481170b3 | Lesmurdie Primary School | 2533 | ACTIVE
MSA-DOES | PES2730 | Irrigation: Tank | Irrigation: Tank | 6ecea7c8-d7e4-ed11-8847-000d3acb5309 | Lesmurdie Primary School | 2533 | ACTIVE
MSA-DOES | PES2731 | Pest Control | Pest Control | 68cea7c8-d7e4-ed11-8847-000d3acb5309 | Lesmurdie Primary School | 2533 | ACTIVE
MSA-DOES | PES2732 | Fire Extinguisher | Fire Extinguisher | 63cea7c8-d7e4-ed11-8847-000d3acb5309 | Lesmurdie Primary School | 2533 | ACTIVE
MSA-DOES | PES2733 | Fire Blanket | Fire Blanket | f5daa8c7-d7e4-ed11-8847-0022489339ad | Lesmurdie Primary School | 2533 | ACTIVE
MSA-DOES | PES4161 | Solar Panel | Solar Electric System | 6acea7c8-d7e4-ed11-8847-000d3acb5309 | Lesmurdie Primary School | 2533 | ACTIVE
MSA-DOES | PES4914 | Thermostatic Mixing Valve | Thermostatic Mixing Valve | 12dba8c7-d7e4-ed11-8847-0022489339ad | Lesmurdie Primary School | 2533 | ACTIVE
MSA-DOES | PES5074 | INACTIVE NO ASSETS ONSITE-External Lighting Pole - Inspection & Reporting (inc Photo) | Lighting Poles: External | 69cea7c8-d7e4-ed11-8847-000d3acb5309 | Lesmurdie Primary School | 2533 | INACTIVE
MSA-DOES | PES5177 | Emergency Eye Wash | Emergency Eye Wash / Safety Shower | 6dcea7c8-d7e4-ed11-8847-000d3acb5309 | Lesmurdie Primary School | 2533 | ACTIVE
MSA-DOES | PES6233 | Hot Water System: Ga & Electric | Hot Water Unit: Gas & Electric | d8a9f4c6-d7e4-ed11-8847-002248117628 | Lesmurdie Primary School | 2533 | ACTIVE
MSA-DOES | PES6911 | Boiling/Chilled Water Unit | Drinking Water Unit: Boiling / Chilled | 57cea7c8-d7e4-ed11-8847-000d3acb5309 | Lesmurdie Primary School | 2533 | ACTIVE
MSA-DOES | PES7155 | Fire Hydrant | Fire Hydrant | f3daa8c7-d7e4-ed11-8847-0022489339ad | Lesmurdie Primary School | 2533 | ACTIVE
MSA-DOES | PES7156 | Fire Hydrant | Fire Hydrant | f3daa8c7-d7e4-ed11-8847-0022489339ad | Lesmurdie Primary School | 2533 | ACTIVE
MSA-DOES | PES7161 | Tempering Valve | Tempering Valve | 74cea7c8-d7e4-ed11-8847-000d3acb5309 | Lesmurdie Primary School | 2533 | ACTIVE
MSA-DOES | PES2734 | Backflow Prevention Valve | Backflow Prevention Valve | e9daa8c7-d7e4-ed11-8847-0022489339ad | Lesmurdie Senior High School | 2488 | ACTIVE
MSA-DOES | PES2735 | Testing & Tagging | Testing & Tagging | dba9f4c6-d7e4-ed11-8847-002248117628 | Lesmurdie Senior High School | 2488 | ACTIVE
MSA-DOES | PES2736 | Air Compressor: Receiver | Air Compressor | d1a9f4c6-d7e4-ed11-8847-002248117628 | Lesmurdie Senior High School | 2488 | ACTIVE
MSA-DOES | PES2737 | Emergency & Exit Lighting | Emergency & Exit Lighting | 54cea7c8-d7e4-ed11-8847-000d3acb5309 | Lesmurdie Senior High School | 2488 | ACTIVE
MSA-DOES | PES2738 | Air Conditioning: Evaporative Cooler | Air Conditioning: Evaporative Cooler | d3a9f4c6-d7e4-ed11-8847-002248117628 | Lesmurdie Senior High School | 2488 | ACTIVE
MSA-DOES | PES2739 | Fire Break | Fire Break | 65cea7c8-d7e4-ed11-8847-000d3acb5309 | Lesmurdie Senior High School | 2488 | ACTIVE
MSA-DOES | PES2740 | Fixed Gym Equipment | Gym Equipment : Fixed | 5ecea7c8-d7e4-ed11-8847-000d3acb5309 | Lesmurdie Senior High School | 2488 | ACTIVE
MSA-DOES | PES2741 | Biomax System | Effluent System: Aerobic Treatment Units (ATU) | 4fcea7c8-d7e4-ed11-8847-000d3acb5309 | Lesmurdie Senior High School | 2488 | ACTIVE
MSA-DOES | PES2742 | Fume Cupboard | Fume Cupboards | f7daa8c7-d7e4-ed11-8847-0022489339ad | Lesmurdie Senior High School | 2488 | ACTIVE
MSA-DOES | PES2743 | Ga Space Heating | Gas Space Heating | 8fdcabc5-d7e4-ed11-8847-0022481170b3 | Lesmurdie Senior High School | 2488 | ACTIVE
MSA-DOES | PES2744 | Gutter, Downpipe & Roof | Gutters, Downpipes & Roofs | f8daa8c7-d7e4-ed11-8847-0022489339ad | Lesmurdie Senior High School | 2488 | ACTIVE
MSA-DOES | PES2745 | Irrigation: Filter | Irrigation: Bore | 8ddcabc5-d7e4-ed11-8847-0022481170b3 | Lesmurdie Senior High School | 2488 | ACTIVE
MSA-DOES | PES2746 | Irrigation: Tank | Irrigation: Tank | 6ecea7c8-d7e4-ed11-8847-000d3acb5309 | Lesmurdie Senior High School | 2488 | ACTIVE
MSA-DOES | PES2747 | Design & Technology: Fixed Equipment | Design & Technology: Fixed Equipment | 53cea7c8-d7e4-ed11-8847-000d3acb5309 | Lesmurdie Senior High School | 2488 | ACTIVE
MSA-DOES | PES2748 | Mobile Work Platform | Mobile Work Platforms | 07dba8c7-d7e4-ed11-8847-0022489339ad | Lesmurdie Senior High School | 2488 | ACTIVE
MSA-DOES | PES2749 | Residual Current Device / RCD | Residual Current Devices (RCD) | 73cea7c8-d7e4-ed11-8847-000d3acb5309 | Lesmurdie Senior High School | 2488 | ACTIVE
MSA-DOES | PES2750 | Pest Control | Pest Control | 68cea7c8-d7e4-ed11-8847-000d3acb5309 | Lesmurdie Senior High School | 2488 | ACTIVE
MSA-DOES | PES2751 | Fire Extinguisher | Fire Extinguisher | 63cea7c8-d7e4-ed11-8847-000d3acb5309 | Lesmurdie Senior High School | 2488 | ACTIVE
MSA-DOES | PES2752 | Fire Hydrant | Fire Hydrant | f3daa8c7-d7e4-ed11-8847-0022489339ad | Lesmurdie Senior High School | 2488 | ACTIVE
MSA-DOES | PES2753 | Fire Hose Reel | Fire Hose Reel | f4daa8c7-d7e4-ed11-8847-0022489339ad | Lesmurdie Senior High School | 2488 | ACTIVE
MSA-DOES | PES2754 | Fire Blanket | Fire Blanket | f5daa8c7-d7e4-ed11-8847-0022489339ad | Lesmurdie Senior High School | 2488 | ACTIVE
MSA-DOES | PES2755 | Fire Hydrant | Fire Hydrant | f3daa8c7-d7e4-ed11-8847-0022489339ad | Lesmurdie Senior High School | 2488 | ACTIVE
MSA-DOES | PES4162 | Solar Panel | Solar Electric System | 6acea7c8-d7e4-ed11-8847-000d3acb5309 | Lesmurdie Senior High School | 2488 | ACTIVE
MSA-DOES | PES4267 | Fall Protection System | Fall Protection System | 8cdcabc5-d7e4-ed11-8847-0022481170b3 | Lesmurdie Senior High School | 2488 | ACTIVE
MSA-DOES | PES4491 | Thermostatic Mixing Valve | Thermostatic Mixing Valve | 12dba8c7-d7e4-ed11-8847-0022489339ad | Lesmurdie Senior High School | 2488 | ACTIVE
MSA-DOES | PES4492 | Emergency Eye Wash | Emergency Eye Wash / Safety Shower | 6dcea7c8-d7e4-ed11-8847-000d3acb5309 | Lesmurdie Senior High School | 2488 | ACTIVE
MSA-DOES | PES4535 | PAC: Lighting System | PAC: | ffdaa8c7-d7e4-ed11-8847-0022489339ad | Lesmurdie Senior High School | 2488 | ACTIVE
MSA-DOES | PES4560 | PAC: Staging System | PAC: | ffdaa8c7-d7e4-ed11-8847-0022489339ad | Lesmurdie Senior High School | 2488 | ACTIVE
MSA-DOES | PES4585 | PAC: Curtain | PAC: | ffdaa8c7-d7e4-ed11-8847-0022489339ad | Lesmurdie Senior High School | 2488 | ACTIVE
MSA-DOES | PES4614 | PAC: Audio System | PAC: | ffdaa8c7-d7e4-ed11-8847-0022489339ad | Lesmurdie Senior High School | 2488 | ACTIVE
MSA-DOES | PES4648 | PAC: Lighting Grid / Bar | PAC: | ffdaa8c7-d7e4-ed11-8847-0022489339ad | Lesmurdie Senior High School | 2488 | ACTIVE
MSA-DOES | PES5075 | Lighting Pole | Lighting Poles: External | 69cea7c8-d7e4-ed11-8847-000d3acb5309 | Lesmurdie Senior High School | 2488 | ACTIVE
MSA-DOES | PES5239 | Extraction: Dust | Extraction System: Saw Dust | 61cea7c8-d7e4-ed11-8847-000d3acb5309 | Lesmurdie Senior High School | 2488 | ACTIVE
MSA-DOES | PES5628 | Ga Appliance | Gas Appliance | 70cea7c8-d7e4-ed11-8847-000d3acb5309 | Lesmurdie Senior High School | 2488 | ACTIVE
MSA-DOES | PES5717 | Tempering Valve | Tempering Valve | 74cea7c8-d7e4-ed11-8847-000d3acb5309 | Lesmurdie Senior High School | 2488 | ACTIVE
MSA-DOES | PES6000 | Dangerou Good Safety Storage Cabinet | Dangerous Goods Safety Storage Cabinets | eedaa8c7-d7e4-ed11-8847-0022489339ad | Lesmurdie Senior High School | 2488 | ACTIVE
MSA-DOES | PES6315 | Hot Water System: Ga & Electric | Hot Water Unit: Gas & Electric | d8a9f4c6-d7e4-ed11-8847-002248117628 | Lesmurdie Senior High School | 2488 | ACTIVE
MSA-DOES | PES6643 | Boiling/Chilled Water Unit | Drinking Water Unit: Boiling / Chilled | 57cea7c8-d7e4-ed11-8847-000d3acb5309 | Lesmurdie Senior High School | 2488 | ACTIVE
MSA-DOES | PES6725 | Compressor: | Air Compressor | d1a9f4c6-d7e4-ed11-8847-002248117628 | Lesmurdie Senior High School | 2488 | ACTIVE
MSA-DOES | PES7036 | Design & Technology: Portable Ga Welding System | Design & Technology: Portable Gas Welding System | 8adcabc5-d7e4-ed11-8847-0022481170b3 | Lesmurdie Senior High School | 2488 | ACTIVE
MSA-DOES | PES2756 | Backflow Prevention Valve - Inspection, Report and Certification | Backflow Prevention Valve | e9daa8c7-d7e4-ed11-8847-0022489339ad | Lynwood Senior High School | 2480 | ACTIVE
MSA-DOES | PES2757 | Testing & Tagging | Testing & Tagging | dba9f4c6-d7e4-ed11-8847-002248117628 | Lynwood Senior High School | 2480 | ACTIVE
MSA-DOES | PES2758 | Climbing Wall | Climbing Wall / Abseiling Structure | ebdaa8c7-d7e4-ed11-8847-0022489339ad | Lynwood Senior High School | 2480 | ACTIVE
MSA-DOES | PES2759 | Emergency & Exit Lighting | Emergency & Exit Lighting | 54cea7c8-d7e4-ed11-8847-000d3acb5309 | Lynwood Senior High School | 2480 | ACTIVE
MSA-DOES | PES2760 | Air Conditioning: Evaporative Cooler | Air Conditioning: Evaporative Cooler | d3a9f4c6-d7e4-ed11-8847-002248117628 | Lynwood Senior High School | 2480 | ACTIVE
MSA-DOES | PES2761 | Fixed Gym Equipment | Gym Equipment : Fixed | 5ecea7c8-d7e4-ed11-8847-000d3acb5309 | Lynwood Senior High School | 2480 | ACTIVE
MSA-DOES | PES2762 | Fume Cupboard | Fume Cupboards | f7daa8c7-d7e4-ed11-8847-0022489339ad | Lynwood Senior High School | 2480 | ACTIVE
MSA-DOES | PES2763 | Ga Space Heating | Gas Space Heating | 8fdcabc5-d7e4-ed11-8847-0022481170b3 | Lynwood Senior High School | 2480 | ACTIVE
MSA-DOES | PES2764 | Gutter, Downpipe & Roof | Gutters, Downpipes & Roofs | f8daa8c7-d7e4-ed11-8847-0022489339ad | Lynwood Senior High School | 2480 | ACTIVE
MSA-DOES | PES2765 | Design & Technology: Fixed Equipment | Design & Technology: Fixed Equipment | 53cea7c8-d7e4-ed11-8847-000d3acb5309 | Lynwood Senior High School | 2480 | ACTIVE
MSA-DOES | PES2766 | Mobile Work Platform | Mobile Work Platforms | 07dba8c7-d7e4-ed11-8847-0022489339ad | Lynwood Senior High School | 2480 | ACTIVE
MSA-DOES | PES2767 | Residual Current Device / RCD | Residual Current Devices (RCD) | 73cea7c8-d7e4-ed11-8847-000d3acb5309 | Lynwood Senior High School | 2480 | ACTIVE
MSA-DOES | PES2768 | SUSPENDED _ UNDER CONSTRUCTION - Swimming Pool | Swimming Pool | 09dba8c7-d7e4-ed11-8847-0022489339ad | Lynwood Senior High School | 2480 | INACTIVE
MSA-DOES | PES2769 | Thermostatic Mixing Valve | Thermostatic Mixing Valve | 12dba8c7-d7e4-ed11-8847-0022489339ad | Lynwood Senior High School | 2480 | ACTIVE
MSA-DOES | PES2770 | Pest Control | Pest Control | 68cea7c8-d7e4-ed11-8847-000d3acb5309 | Lynwood Senior High School | 2480 | ACTIVE
MSA-DOES | PES2771 | Fire Extinguisher | Fire Extinguisher | 63cea7c8-d7e4-ed11-8847-000d3acb5309 | Lynwood Senior High School | 2480 | ACTIVE
MSA-DOES | PES2772 | Fire Hydrant | Fire Hydrant | f3daa8c7-d7e4-ed11-8847-0022489339ad | Lynwood Senior High School | 2480 | ACTIVE
MSA-DOES | PES2773 | Fire Hose Reel | Fire Hose Reel | f4daa8c7-d7e4-ed11-8847-0022489339ad | Lynwood Senior High School | 2480 | ACTIVE
MSA-DOES | PES2774 | Fire Blanket | Fire Blanket | f5daa8c7-d7e4-ed11-8847-0022489339ad | Lynwood Senior High School | 2480 | ACTIVE
MSA-DOES | PES4163 | Solar Panel | Solar Electric System | 6acea7c8-d7e4-ed11-8847-000d3acb5309 | Lynwood Senior High School | 2480 | ACTIVE
MSA-DOES | PES4268 | Fall Protection System | Fall Protection System | 8cdcabc5-d7e4-ed11-8847-0022481170b3 | Lynwood Senior High School | 2480 | ACTIVE
MSA-DOES | PES4717 | Fire Hydrant | Fire Hydrant | f3daa8c7-d7e4-ed11-8847-0022489339ad | Lynwood Senior High School | 2480 | ACTIVE
MSA-DOES | PES5110 | Lighting Pole | Lighting Poles: External | 69cea7c8-d7e4-ed11-8847-000d3acb5309 | Lynwood Senior High School | 2480 | ACTIVE
MSA-DOES | PES5240 | Extraction: Dust | Extraction System: Saw Dust | 61cea7c8-d7e4-ed11-8847-000d3acb5309 | Lynwood Senior High School | 2480 | ACTIVE
MSA-DOES | PES5267 | Tempering Valve | Tempering Valve | 74cea7c8-d7e4-ed11-8847-000d3acb5309 | Lynwood Senior High School | 2480 | ACTIVE
MSA-DOES | PES5271 | Emergency Eye Wash | Emergency Eye Wash / Safety Shower | 6dcea7c8-d7e4-ed11-8847-000d3acb5309 | Lynwood Senior High School | 2480 | ACTIVE
MSA-DOES | PES5440 | Fire Hydrant | Fire Hydrant | f3daa8c7-d7e4-ed11-8847-0022489339ad | Lynwood Senior High School | 2480 | ACTIVE
MSA-DOES | PES5629 | Ga Appliance | Gas Appliance | 70cea7c8-d7e4-ed11-8847-000d3acb5309 | Lynwood Senior High School | 2480 | ACTIVE
MSA-DOES | PES6015 | Dangerou Good Safety Storage Cabinet | Dangerous Goods Safety Storage Cabinets | eedaa8c7-d7e4-ed11-8847-0022489339ad | Lynwood Senior High School | 2480 | ACTIVE
MSA-DOES | PES6330 | Boiling/Chilled Water Unit | Drinking Water Unit: Boiling / Chilled | 57cea7c8-d7e4-ed11-8847-000d3acb5309 | Lynwood Senior High School | 2480 | ACTIVE
MSA-DOES | PES6618 | Hot Water System: Ga & Electric | Hot Water Unit: Gas & Electric | d8a9f4c6-d7e4-ed11-8847-002248117628 | Lynwood Senior High School | 2480 | ACTIVE
MSA-DOES | PES6726 | Compressor: | Air Compressor | d1a9f4c6-d7e4-ed11-8847-002248117628 | Lynwood Senior High School | 2480 | ACTIVE
MSA-DOES | PES6865 | Air Compressor: Receiver | Air Compressor | d1a9f4c6-d7e4-ed11-8847-002248117628 | Lynwood Senior High School | 2480 | ACTIVE
MSA-DOES | PES7024 | Design & Technology: Reticulated Ga Welding System | Design & Technology: Reticulated Gas Welding System | 11dba8c7-d7e4-ed11-8847-0022489339ad | Lynwood Senior High School | 2480 | ACTIVE
MSA-DOES | PES6300 | Fire Extinguisher | Fire Extinguisher | 63cea7c8-d7e4-ed11-8847-000d3acb5309 | Maddington Education Support Centre | 4719 | ACTIVE
MSA-DOES | PES6540 | Fire Blanket | Fire Blanket | f5daa8c7-d7e4-ed11-8847-0022489339ad | Maddington Education Support Centre | 4719 | ACTIVE
MSA-DOES | PES2775 | Fall Protection System | Fall Protection System | 8cdcabc5-d7e4-ed11-8847-0022481170b3 | Maddington Primary School | 2535 | ACTIVE
MSA-DOES | PES2776 | Backflow Prevention Valve | Backflow Prevention Valve | e9daa8c7-d7e4-ed11-8847-0022489339ad | Maddington Primary School | 2535 | ACTIVE
MSA-DOES | PES2777 | Emergency & Exit Lighting | Emergency & Exit Lighting | 54cea7c8-d7e4-ed11-8847-000d3acb5309 | Maddington Primary School | 2535 | ACTIVE
MSA-DOES | PES2778 | Air Conditioning: Evaporative Cooler | Air Conditioning: Evaporative Cooler | d3a9f4c6-d7e4-ed11-8847-002248117628 | Maddington Primary School | 2535 | ACTIVE
MSA-DOES | PES2779 | Ga Space Heating | Gas Space Heating | 8fdcabc5-d7e4-ed11-8847-0022481170b3 | Maddington Primary School | 2535 | ACTIVE
MSA-DOES | PES2780 | Gutter, Downpipe & Roof | Gutters, Downpipes & Roofs | f8daa8c7-d7e4-ed11-8847-0022489339ad | Maddington Primary School | 2535 | ACTIVE
MSA-DOES | PES2781 | Residual Current Device / RCD | Residual Current Devices (RCD) | 73cea7c8-d7e4-ed11-8847-000d3acb5309 | Maddington Primary School | 2535 | ACTIVE
MSA-DOES | PES2782 | Testing & Tagging | Testing & Tagging | dba9f4c6-d7e4-ed11-8847-002248117628 | Maddington Primary School | 2535 | ACTIVE
MSA-DOES | PES2783 | Play Ground Equipment | Sport Court & Playground Equipment | 67cea7c8-d7e4-ed11-8847-000d3acb5309 | Maddington Primary School | 2535 | ACTIVE
MSA-DOES | PES2784 | Pest Control | Pest Control | 68cea7c8-d7e4-ed11-8847-000d3acb5309 | Maddington Primary School | 2535 | ACTIVE
MSA-DOES | PES2785 | Fire Extinguisher | Fire Extinguisher | 63cea7c8-d7e4-ed11-8847-000d3acb5309 | Maddington Primary School | 2535 | ACTIVE
MSA-DOES | PES2786 | Fire Blanket | Fire Blanket | f5daa8c7-d7e4-ed11-8847-0022489339ad | Maddington Primary School | 2535 | ACTIVE
MSA-DOES | PES4931 | ASSETS REMOVED - Emergency Eye Wash | Emergency Eye Wash / Safety Shower | 6dcea7c8-d7e4-ed11-8847-000d3acb5309 | Maddington Primary School | 2535 | INACTIVE
MSA-DOES | PES5076 | NO POLES - External Lighting Pole - Inspection & Reporting (inc Photo) | Lighting Poles: External | 69cea7c8-d7e4-ed11-8847-000d3acb5309 | Maddington Primary School | 2535 | INACTIVE
MSA-DOES | PES6239 | Thermostatic Mixing Valve | Thermostatic Mixing Valve | 12dba8c7-d7e4-ed11-8847-0022489339ad | Maddington Primary School | 2535 | ACTIVE
MSA-DOES | PES6240 | Tempering Valve | Tempering Valve | 74cea7c8-d7e4-ed11-8847-000d3acb5309 | Maddington Primary School | 2535 | ACTIVE
MSA-DOES | PES6241 | Hot Water System: Ga & Electric | Hot Water Unit: Gas & Electric | d8a9f4c6-d7e4-ed11-8847-002248117628 | Maddington Primary School | 2535 | ACTIVE
MSA-DOES | PES6906 | Boiling/Chilled Water Unit | Drinking Water Unit: Boiling / Chilled | 57cea7c8-d7e4-ed11-8847-000d3acb5309 | Maddington Primary School | 2535 | ACTIVE
MSA-DOES | PES7093 | Pump: Macerator | Under Sink Pump: Macerator | 6ccea7c8-d7e4-ed11-8847-000d3acb5309 | Maddington Primary School | 2535 | ACTIVE
MSA-DOES | PES2787 | Fall Protection System | Fall Protection System | 8cdcabc5-d7e4-ed11-8847-0022481170b3 | Maida Vale Primary School | 2536 | ACTIVE
MSA-DOES | PES2788 | Testing & Tagging | Testing & Tagging | dba9f4c6-d7e4-ed11-8847-002248117628 | Maida Vale Primary School | 2536 | ACTIVE
MSA-DOES | PES2789 | Play Ground Equipment | Sport Court & Playground Equipment | 67cea7c8-d7e4-ed11-8847-000d3acb5309 | Maida Vale Primary School | 2536 | ACTIVE
MSA-DOES | PES2790 | Backflow Prevention Valve | Backflow Prevention Valve | e9daa8c7-d7e4-ed11-8847-0022489339ad | Maida Vale Primary School | 2536 | ACTIVE
MSA-DOES | PES2791 | Climbing Wall | Climbing Wall / Abseiling Structure | ebdaa8c7-d7e4-ed11-8847-0022489339ad | Maida Vale Primary School | 2536 | ACTIVE
MSA-DOES | PES2792 | Emergency & Exit Lighting | Emergency & Exit Lighting | 54cea7c8-d7e4-ed11-8847-000d3acb5309 | Maida Vale Primary School | 2536 | ACTIVE
MSA-DOES | PES2793 | Air Conditioning: Evaporative Cooler | Air Conditioning: Evaporative Cooler | d3a9f4c6-d7e4-ed11-8847-002248117628 | Maida Vale Primary School | 2536 | ACTIVE
MSA-DOES | PES2794 | Ga Space Heating | Gas Space Heating | 8fdcabc5-d7e4-ed11-8847-0022481170b3 | Maida Vale Primary School | 2536 | ACTIVE
MSA-DOES | PES2795 | Gutter, Downpipe & Roof | Gutters, Downpipes & Roofs | f8daa8c7-d7e4-ed11-8847-0022489339ad | Maida Vale Primary School | 2536 | ACTIVE
MSA-DOES | PES2796 | INACTIVE-Irrigation - Inspection, Service and Report | Irrigation: Bore | 8ddcabc5-d7e4-ed11-8847-0022481170b3 | Maida Vale Primary School | 2536 | INACTIVE
MSA-DOES | PES2797 | Residual Current Device / RCD | Residual Current Devices (RCD) | 73cea7c8-d7e4-ed11-8847-000d3acb5309 | Maida Vale Primary School | 2536 | ACTIVE
MSA-DOES | PES2798 | Pest Control | Pest Control | 68cea7c8-d7e4-ed11-8847-000d3acb5309 | Maida Vale Primary School | 2536 | ACTIVE
MSA-DOES | PES2799 | Fire Extinguisher | Fire Extinguisher | 63cea7c8-d7e4-ed11-8847-000d3acb5309 | Maida Vale Primary School | 2536 | ACTIVE
MSA-DOES | PES2800 | Fire Blanket | Fire Blanket | f5daa8c7-d7e4-ed11-8847-0022489339ad | Maida Vale Primary School | 2536 | ACTIVE
MSA-DOES | PES4410 | Thermostatic Mixing Valve | Thermostatic Mixing Valve | 12dba8c7-d7e4-ed11-8847-0022489339ad | Maida Vale Primary School | 2536 | ACTIVE
MSA-DOES | PES4935 | Emergency Eye Wash | Emergency Eye Wash / Safety Shower | 6dcea7c8-d7e4-ed11-8847-000d3acb5309 | Maida Vale Primary School | 2536 | ACTIVE
MSA-DOES | PES5077 | Lighting Pole | Lighting Poles: External | 69cea7c8-d7e4-ed11-8847-000d3acb5309 | Maida Vale Primary School | 2536 | ACTIVE
MSA-DOES | PES5651 | Ga Appliance | Gas Appliance | 70cea7c8-d7e4-ed11-8847-000d3acb5309 | Maida Vale Primary School | 2536 | ACTIVE
MSA-DOES | PES6458 | Hot Water System: Ga & Electric | Hot Water Unit: Gas & Electric | d8a9f4c6-d7e4-ed11-8847-002248117628 | Maida Vale Primary School | 2536 | ACTIVE
MSA-DOES | PES6909 | Boiling/Chilled Water Unit | Drinking Water Unit: Boiling / Chilled | 57cea7c8-d7e4-ed11-8847-000d3acb5309 | Maida Vale Primary School | 2536 | ACTIVE
MSA-DOES | PES2801 | Testing & Tagging | Testing & Tagging | dba9f4c6-d7e4-ed11-8847-002248117628 | Makybe Rise Primary School | 8815 | ACTIVE
MSA-DOES | PES2802 | Backflow Prevention Valve | Backflow Prevention Valve | e9daa8c7-d7e4-ed11-8847-0022489339ad | Makybe Rise Primary School | 8815 | ACTIVE
MSA-DOES | PES2803 | Emergency & Exit Lighting | Emergency & Exit Lighting | 54cea7c8-d7e4-ed11-8847-000d3acb5309 | Makybe Rise Primary School | 8815 | ACTIVE
MSA-DOES | PES2804 | Air Conditioning: Evaporative Cooler | Air Conditioning: Evaporative Cooler | d3a9f4c6-d7e4-ed11-8847-002248117628 | Makybe Rise Primary School | 8815 | ACTIVE
MSA-DOES | PES2805 | Ga Space Heating | Gas Space Heating | 8fdcabc5-d7e4-ed11-8847-0022481170b3 | Makybe Rise Primary School | 8815 | ACTIVE
MSA-DOES | PES2806 | Gutter, Downpipe & Roof | Gutters, Downpipes & Roofs | f8daa8c7-d7e4-ed11-8847-0022489339ad | Makybe Rise Primary School | 8815 | ACTIVE
MSA-DOES | PES2807 | Play Ground Equipment Inc. Nature Play | Sport Court & Playground Equipment inc Natureplay | 92dcabc5-d7e4-ed11-8847-0022481170b3 | Makybe Rise Primary School | 8815 | ACTIVE
MSA-DOES | PES2808 | Residual Current Device / RCD | Residual Current Devices (RCD) | 73cea7c8-d7e4-ed11-8847-000d3acb5309 | Makybe Rise Primary School | 8815 | ACTIVE
MSA-DOES | PES2809 | INACTIVE AS PER MARIO RAPANARO REQUEST-Termite Inspection | Pest Control | 68cea7c8-d7e4-ed11-8847-000d3acb5309 | Makybe Rise Primary School | 8815 | INACTIVE
MSA-DOES | PES2810 | Fire Extinguisher | Fire Extinguisher | 63cea7c8-d7e4-ed11-8847-000d3acb5309 | Makybe Rise Primary School | 8815 | ACTIVE
MSA-DOES | PES2811 | Fire Hydrant | Fire Hydrant | f3daa8c7-d7e4-ed11-8847-0022489339ad | Makybe Rise Primary School | 8815 | ACTIVE
MSA-DOES | PES2812 | Fire Blanket | Fire Blanket | f5daa8c7-d7e4-ed11-8847-0022489339ad | Makybe Rise Primary School | 8815 | ACTIVE
MSA-DOES | PES4269 | Fall Protection System | Fall Protection System | 8cdcabc5-d7e4-ed11-8847-0022481170b3 | Makybe Rise Primary School | 8815 | ACTIVE
MSA-DOES | PES4448 | Thermostatic Mixing Valve | Thermostatic Mixing Valve | 12dba8c7-d7e4-ed11-8847-0022489339ad | Makybe Rise Primary School | 8815 | ACTIVE
MSA-DOES | PES4718 | Fire Hydrant | Fire Hydrant | f3daa8c7-d7e4-ed11-8847-0022489339ad | Makybe Rise Primary School | 8815 | ACTIVE
MSA-DOES | PES5025 | Lighting Pole | Lighting Poles: External | 69cea7c8-d7e4-ed11-8847-000d3acb5309 | Makybe Rise Primary School | 8815 | ACTIVE
MSA-DOES | PES5190 | INACTIVE NO ASSETS ONSITE-Effluent System - Inspection & Report | Sewerage Pumping Station | 55cea7c8-d7e4-ed11-8847-000d3acb5309 | Makybe Rise Primary School | 8815 | INACTIVE
MSA-DOES | PES5560 | Tempering Valve | Tempering Valve | 74cea7c8-d7e4-ed11-8847-000d3acb5309 | Makybe Rise Primary School | 8815 | ACTIVE
MSA-DOES | PES5570 | Grease Trap: | Grease Trap: | fadaa8c7-d7e4-ed11-8847-0022489339ad | Makybe Rise Primary School | 8815 | ACTIVE
MSA-DOES | PES5879 | Ga Appliance | Gas Appliance | 70cea7c8-d7e4-ed11-8847-000d3acb5309 | Makybe Rise Primary School | 8815 | ACTIVE
MSA-DOES | PES6405 | Hot Water System: Ga & Electric | Hot Water Unit: Gas & Electric | d8a9f4c6-d7e4-ed11-8847-002248117628 | Makybe Rise Primary School | 8815 | ACTIVE
MSA-DOES | PES6854 | Boiling/Chilled Water Unit | Drinking Water Unit: Boiling / Chilled | 57cea7c8-d7e4-ed11-8847-000d3acb5309 | Makybe Rise Primary School | 8815 | ACTIVE
MSA-DOES | PES2813 | Fall Protection System | Fall Protection System | 8cdcabc5-d7e4-ed11-8847-0022481170b3 | Malibu School | 1852 | ACTIVE
MSA-DOES | PES2814 | Testing & Tagging | Testing & Tagging | dba9f4c6-d7e4-ed11-8847-002248117628 | Malibu School | 1852 | ACTIVE
MSA-DOES | PES2815 | Emergency & Exit Lighting | Emergency & Exit Lighting | 54cea7c8-d7e4-ed11-8847-000d3acb5309 | Malibu School | 1852 | ACTIVE
MSA-DOES | PES2816 | Backflow Prevention Valve | Backflow Prevention Valve | e9daa8c7-d7e4-ed11-8847-0022489339ad | Malibu School | 1852 | ACTIVE
MSA-DOES | PES2817 | EVAPS REMOVED - Air Conditioning: Evaporative Cooler | Air Conditioning: Evaporative Cooler | d3a9f4c6-d7e4-ed11-8847-002248117628 | Malibu School | 1852 | INACTIVE
MSA-DOES | PES2818 | NO HEATERS ON SITE - Ga Space Heating - Inspection, Service & Report | Gas Space Heating | 8fdcabc5-d7e4-ed11-8847-0022481170b3 | Malibu School | 1852 | INACTIVE
MSA-DOES | PES2819 | Gutter, Downpipe & Roof | Gutters, Downpipes & Roofs | f8daa8c7-d7e4-ed11-8847-0022489339ad | Malibu School | 1852 | ACTIVE
MSA-DOES | PES2820 | Swimming Pool | Swimming Pool | 09dba8c7-d7e4-ed11-8847-0022489339ad | Malibu School | 1852 | ACTIVE
MSA-DOES | PES2821 | Thermostatic Mixing Valve | Thermostatic Mixing Valve | 12dba8c7-d7e4-ed11-8847-0022489339ad | Malibu School | 1852 | ACTIVE
MSA-DOES | PES2822 | Residual Current Device / RCD | Residual Current Devices (RCD) | 73cea7c8-d7e4-ed11-8847-000d3acb5309 | Malibu School | 1852 | ACTIVE
MSA-DOES | PES2823 | INACTIVE AS PER MARIO RAPANARO REQUEST-Termite Inspection | Pest Control | 68cea7c8-d7e4-ed11-8847-000d3acb5309 | Malibu School | 1852 | INACTIVE
MSA-DOES | PES2824 | Fire Extinguisher | Fire Extinguisher | 63cea7c8-d7e4-ed11-8847-000d3acb5309 | Malibu School | 1852 | ACTIVE
MSA-DOES | PES2825 | Fire Hydrant | Fire Hydrant | f3daa8c7-d7e4-ed11-8847-0022489339ad | Malibu School | 1852 | ACTIVE
MSA-DOES | PES2826 | Fire Hose Reel | Fire Hose Reel | f4daa8c7-d7e4-ed11-8847-0022489339ad | Malibu School | 1852 | ACTIVE
MSA-DOES | PES2827 | Fire Blanket | Fire Blanket | f5daa8c7-d7e4-ed11-8847-0022489339ad | Malibu School | 1852 | ACTIVE
MSA-DOES | PES4719 | Fire Hydrant | Fire Hydrant | f3daa8c7-d7e4-ed11-8847-0022489339ad | Malibu School | 1852 | ACTIVE
MSA-DOES | PES5026 | NO ASSETS ONSITE-External Lighting Pole - Inspection & Reporting (inc Photo) | Lighting Poles: External | 69cea7c8-d7e4-ed11-8847-000d3acb5309 | Malibu School | 1852 | INACTIVE
MSA-DOES | PES5181 | Effluent System | Sewerage Pumping Station | 55cea7c8-d7e4-ed11-8847-000d3acb5309 | Malibu School | 1852 | ACTIVE
MSA-DOES | PES5556 | Lifting Equipment | Lifting Equipment: Hoist / Winch | fcdaa8c7-d7e4-ed11-8847-0022489339ad | Malibu School | 1852 | ACTIVE
MSA-DOES | PES5619 | NO ASSET ON SITE: Ga Appliance | Gas Appliance | 70cea7c8-d7e4-ed11-8847-000d3acb5309 | Malibu School | 1852 | INACTIVE
MSA-DOES | PES5724 | Tempering Valve | Tempering Valve | 74cea7c8-d7e4-ed11-8847-000d3acb5309 | Malibu School | 1852 | ACTIVE
MSA-DOES | PES5785 | Play Ground Equipment Inc. Nature Play | Sport Court & Playground Equipment inc Natureplay | 92dcabc5-d7e4-ed11-8847-0022481170b3 | Malibu School | 1852 | ACTIVE
MSA-DOES | PES6299 | Boiling/Chilled Water Unit | Drinking Water Unit: Boiling / Chilled | 57cea7c8-d7e4-ed11-8847-000d3acb5309 | Malibu School | 1852 | ACTIVE
MSA-DOES | PES6629 | Hot Water System: Ga & Electric | Hot Water Unit: Gas & Electric | d8a9f4c6-d7e4-ed11-8847-002248117628 | Malibu School | 1852 | ACTIVE
MSA-DOES | PES6985 | Emergency Eye Wash | Emergency Eye Wash / Safety Shower | 6dcea7c8-d7e4-ed11-8847-000d3acb5309 | Malibu School | 1852 | ACTIVE
MSA-DOES | PES2828 | Fall Protection System | Fall Protection System | 8cdcabc5-d7e4-ed11-8847-0022481170b3 | Mandurah Primary School | 1763 | ACTIVE
MSA-DOES | PES2829 | Testing & Tagging | Testing & Tagging | dba9f4c6-d7e4-ed11-8847-002248117628 | Mandurah Primary School | 1763 | ACTIVE
MSA-DOES | PES2830 | Backflow Prevention Valve | Backflow Prevention Valve | e9daa8c7-d7e4-ed11-8847-0022489339ad | Mandurah Primary School | 1763 | ACTIVE
MSA-DOES | PES2831 | Emergency & Exit Lighting | Emergency & Exit Lighting | 54cea7c8-d7e4-ed11-8847-000d3acb5309 | Mandurah Primary School | 1763 | ACTIVE
MSA-DOES | PES2832 | Air Conditioning: Evaporative Cooler | Air Conditioning: Evaporative Cooler | d3a9f4c6-d7e4-ed11-8847-002248117628 | Mandurah Primary School | 1763 | ACTIVE
MSA-DOES | PES2833 | Gutter, Downpipe & Roof | Gutters, Downpipes & Roofs | f8daa8c7-d7e4-ed11-8847-0022489339ad | Mandurah Primary School | 1763 | ACTIVE
MSA-DOES | PES2834 | Play Ground Equipment | Sport Court & Playground Equipment | 67cea7c8-d7e4-ed11-8847-000d3acb5309 | Mandurah Primary School | 1763 | ACTIVE
MSA-DOES | PES2835 | Residual Current Device / RCD | Residual Current Devices (RCD) | 73cea7c8-d7e4-ed11-8847-000d3acb5309 | Mandurah Primary School | 1763 | ACTIVE
MSA-DOES | PES2836 | Solar Panel | Solar Electric System | 6acea7c8-d7e4-ed11-8847-000d3acb5309 | Mandurah Primary School | 1763 | ACTIVE
MSA-DOES | PES2837 | Pest Control | Pest Control | 68cea7c8-d7e4-ed11-8847-000d3acb5309 | Mandurah Primary School | 1763 | ACTIVE
MSA-DOES | PES2838 | Fire Extinguisher | Fire Extinguisher | 63cea7c8-d7e4-ed11-8847-000d3acb5309 | Mandurah Primary School | 1763 | ACTIVE
MSA-DOES | PES2839 | Fire Blanket | Fire Blanket | f5daa8c7-d7e4-ed11-8847-0022489339ad | Mandurah Primary School | 1763 | ACTIVE
MSA-DOES | PES4359 | Thermostatic Mixing Valve | Thermostatic Mixing Valve | 12dba8c7-d7e4-ed11-8847-0022489339ad | Mandurah Primary School | 1763 | ACTIVE
MSA-DOES | PES5078 | NO LIGHTS ON SITE External Lighting Pole - Inspection & Reporting (inc Photo) | Lighting Poles: External | 69cea7c8-d7e4-ed11-8847-000d3acb5309 | Mandurah Primary School | 1763 | INACTIVE
MSA-DOES | PES5543 | Ga Space Heating | Gas Space Heating | 8fdcabc5-d7e4-ed11-8847-0022481170b3 | Mandurah Primary School | 1763 | ACTIVE
MSA-DOES | PES6150 | Hot Water System: Ga & Electric | Hot Water Unit: Gas & Electric | d8a9f4c6-d7e4-ed11-8847-002248117628 | Mandurah Primary School | 1763 | ACTIVE
MSA-DOES | PES6805 | Boiling/Chilled Water Unit | Drinking Water Unit: Boiling / Chilled | 57cea7c8-d7e4-ed11-8847-000d3acb5309 | Mandurah Primary School | 1763 | ACTIVE
MSA-DOES | PES4825 | NO LONGER MANAGED BY PFM-Gutter - Inspection & Cleaning | Gutters, Downpipes & Roofs | f8daa8c7-d7e4-ed11-8847-0022489339ad | Manning Community Kindergarten | 5792 | INACTIVE
MSA-DOES | PES2840 | Fall Protection System | Fall Protection System | 8cdcabc5-d7e4-ed11-8847-0022481170b3 | Manning Primary School | 2537 | ACTIVE
MSA-DOES | PES2841 | Testing & Tagging | Testing & Tagging | dba9f4c6-d7e4-ed11-8847-002248117628 | Manning Primary School | 2537 | ACTIVE
MSA-DOES | PES2842 | Backflow Prevention Valve | Backflow Prevention Valve | e9daa8c7-d7e4-ed11-8847-0022489339ad | Manning Primary School | 2537 | ACTIVE
MSA-DOES | PES2843 | Emergency & Exit Lighting | Emergency & Exit Lighting | 54cea7c8-d7e4-ed11-8847-000d3acb5309 | Manning Primary School | 2537 | ACTIVE
MSA-DOES | PES2844 | Air Conditioning: Evaporative Cooler | Air Conditioning: Evaporative Cooler | d3a9f4c6-d7e4-ed11-8847-002248117628 | Manning Primary School | 2537 | ACTIVE
MSA-DOES | PES2845 | Fire Break - Clearing & Report | Fire Break | 65cea7c8-d7e4-ed11-8847-000d3acb5309 | Manning Primary School | 2537 | INACTIVE
MSA-DOES | PES2846 | ON HOLD Ga Space Heating | Gas Space Heating | 8fdcabc5-d7e4-ed11-8847-0022481170b3 | Manning Primary School | 2537 | INACTIVE
MSA-DOES | PES2847 | Gutter, Downpipe & Roof | Gutters, Downpipes & Roofs | f8daa8c7-d7e4-ed11-8847-0022489339ad | Manning Primary School | 2537 | ACTIVE
MSA-DOES | PES2848 | Play Ground Equipment | Sport Court & Playground Equipment | 67cea7c8-d7e4-ed11-8847-000d3acb5309 | Manning Primary School | 2537 | ACTIVE
MSA-DOES | PES2849 | Residual Current Device / RCD | Residual Current Devices (RCD) | 73cea7c8-d7e4-ed11-8847-000d3acb5309 | Manning Primary School | 2537 | ACTIVE
MSA-DOES | PES2850 | Pest Control | Pest Control | 68cea7c8-d7e4-ed11-8847-000d3acb5309 | Manning Primary School | 2537 | ACTIVE
MSA-DOES | PES2851 | Fire Extinguisher | Fire Extinguisher | 63cea7c8-d7e4-ed11-8847-000d3acb5309 | Manning Primary School | 2537 | ACTIVE
MSA-DOES | PES2852 | Fire Blanket | Fire Blanket | f5daa8c7-d7e4-ed11-8847-0022489339ad | Manning Primary School | 2537 | ACTIVE
MSA-DOES | PES4921 | Emergency Eye Wash | Emergency Eye Wash / Safety Shower | 6dcea7c8-d7e4-ed11-8847-000d3acb5309 | Manning Primary School | 2537 | ACTIVE
MSA-DOES | PES4943 | Tempering Valve | Tempering Valve | 74cea7c8-d7e4-ed11-8847-000d3acb5309 | Manning Primary School | 2537 | ACTIVE
MSA-DOES | PES4975 | Lighting Pole | Lighting Poles: External | 69cea7c8-d7e4-ed11-8847-000d3acb5309 | Manning Primary School | 2537 | ACTIVE
MSA-DOES | PES6257 | Hot Water System: Ga & Electric | Hot Water Unit: Gas & Electric | d8a9f4c6-d7e4-ed11-8847-002248117628 | Manning Primary School | 2537 | ACTIVE
MSA-DOES | PES6258 | ASSET REMOVED Thermostatic Mixing Valve | Thermostatic Mixing Valve | 12dba8c7-d7e4-ed11-8847-0022489339ad | Manning Primary School | 2537 | INACTIVE
MSA-DOES | PES6861 | Boiling/Chilled Water Unit | Drinking Water Unit: Boiling / Chilled | 57cea7c8-d7e4-ed11-8847-000d3acb5309 | Manning Primary School | 2537 | ACTIVE
MSA-DOES | PES2853 | Fall Protection System | Fall Protection System | 8cdcabc5-d7e4-ed11-8847-0022481170b3 | Marri Grove Primary School | 5249 | ACTIVE
MSA-DOES | PES2854 | Testing & Tagging | Testing & Tagging | dba9f4c6-d7e4-ed11-8847-002248117628 | Marri Grove Primary School | 5249 | ACTIVE
MSA-DOES | PES2855 | Emergency & Exit Lighting | Emergency & Exit Lighting | 54cea7c8-d7e4-ed11-8847-000d3acb5309 | Marri Grove Primary School | 5249 | ACTIVE
MSA-DOES | PES2856 | Air Conditioning: Evaporative Cooler | Air Conditioning: Evaporative Cooler | d3a9f4c6-d7e4-ed11-8847-002248117628 | Marri Grove Primary School | 5249 | ACTIVE
MSA-DOES | PES2857 | Ga Space Heating | Gas Space Heating | 8fdcabc5-d7e4-ed11-8847-0022481170b3 | Marri Grove Primary School | 5249 | ACTIVE
MSA-DOES | PES2858 | Gutter, Downpipe & Roof | Gutters, Downpipes & Roofs | f8daa8c7-d7e4-ed11-8847-0022489339ad | Marri Grove Primary School | 5249 | ACTIVE
MSA-DOES | PES2859 | Irrigation: Filter | Irrigation: Bore | 8ddcabc5-d7e4-ed11-8847-0022481170b3 | Marri Grove Primary School | 5249 | ACTIVE
MSA-DOES | PES2860 | Play Ground Equipment Inc. Nature Play | Sport Court & Playground Equipment inc Natureplay | 92dcabc5-d7e4-ed11-8847-0022481170b3 | Marri Grove Primary School | 5249 | ACTIVE
MSA-DOES | PES2861 | Residual Current Device / RCD | Residual Current Devices (RCD) | 73cea7c8-d7e4-ed11-8847-000d3acb5309 | Marri Grove Primary School | 5249 | ACTIVE
MSA-DOES | PES2862 | Pest Control | Pest Control | 68cea7c8-d7e4-ed11-8847-000d3acb5309 | Marri Grove Primary School | 5249 | ACTIVE
MSA-DOES | PES2863 | Fire Extinguisher | Fire Extinguisher | 63cea7c8-d7e4-ed11-8847-000d3acb5309 | Marri Grove Primary School | 5249 | ACTIVE
MSA-DOES | PES2864 | Fire Hydrant | Fire Hydrant | f3daa8c7-d7e4-ed11-8847-0022489339ad | Marri Grove Primary School | 5249 | ACTIVE
MSA-DOES | PES2865 | Fire Hose Reel | Fire Hose Reel | f4daa8c7-d7e4-ed11-8847-0022489339ad | Marri Grove Primary School | 5249 | ACTIVE
MSA-DOES | PES2866 | Fire Blanket | Fire Blanket | f5daa8c7-d7e4-ed11-8847-0022489339ad | Marri Grove Primary School | 5249 | ACTIVE
MSA-DOES | PES4164 | Solar Panel | Solar Electric System | 6acea7c8-d7e4-ed11-8847-000d3acb5309 | Marri Grove Primary School | 5249 | ACTIVE
MSA-DOES | PES4720 | Fire Hydrant | Fire Hydrant | f3daa8c7-d7e4-ed11-8847-0022489339ad | Marri Grove Primary School | 5249 | ACTIVE
MSA-DOES | PES4783 | Thermostatic Mixing Valve | Thermostatic Mixing Valve | 12dba8c7-d7e4-ed11-8847-0022489339ad | Marri Grove Primary School | 5249 | ACTIVE
MSA-DOES | PES4821 | Backflow Prevention Valve | Backflow Prevention Valve | e9daa8c7-d7e4-ed11-8847-0022489339ad | Marri Grove Primary School | 5249 | ACTIVE
MSA-DOES | PES4976 | Lighting Pole | Lighting Poles: External | 69cea7c8-d7e4-ed11-8847-000d3acb5309 | Marri Grove Primary School | 5249 | ACTIVE
MSA-DOES | PES5399 | Tempering Valve | Tempering Valve | 74cea7c8-d7e4-ed11-8847-000d3acb5309 | Marri Grove Primary School | 5249 | ACTIVE
MSA-DOES | PES5703 | NO ASSETS ONSITE - Ga Appliance - Inspection, Testing & Report | Gas Appliance | 70cea7c8-d7e4-ed11-8847-000d3acb5309 | Marri Grove Primary School | 5249 | INACTIVE
MSA-DOES | PES6596 | Boiling/Chilled Water Unit | Drinking Water Unit: Boiling / Chilled | 57cea7c8-d7e4-ed11-8847-000d3acb5309 | Marri Grove Primary School | 5249 | ACTIVE
MSA-DOES | PES6602 | Hot Water System: Ga & Electric | Hot Water Unit: Gas & Electric | d8a9f4c6-d7e4-ed11-8847-002248117628 | Marri Grove Primary School | 5249 | ACTIVE
MSA-DOES | PES2867 | Testing & Tagging | Testing & Tagging | dba9f4c6-d7e4-ed11-8847-002248117628 | Meadow Spring South Primary School | 8621 | ACTIVE
MSA-DOES | PES2868 | Backflow Prevention Valve | Backflow Prevention Valve | e9daa8c7-d7e4-ed11-8847-0022489339ad | Meadow Spring South Primary School | 8621 | ACTIVE
MSA-DOES | PES2869 | Emergency & Exit Lighting | Emergency & Exit Lighting | 54cea7c8-d7e4-ed11-8847-000d3acb5309 | Meadow Spring South Primary School | 8621 | ACTIVE
MSA-DOES | PES2870 | Air Conditioning: Evaporative Cooler | Air Conditioning: Evaporative Cooler | d3a9f4c6-d7e4-ed11-8847-002248117628 | Meadow Spring South Primary School | 8621 | ACTIVE
MSA-DOES | PES2871 | Ga Space Heating | Gas Space Heating | 8fdcabc5-d7e4-ed11-8847-0022481170b3 | Meadow Spring South Primary School | 8621 | ACTIVE
MSA-DOES | PES2872 | Gutter, Downpipe & Roof | Gutters, Downpipes & Roofs | f8daa8c7-d7e4-ed11-8847-0022489339ad | Meadow Spring South Primary School | 8621 | ACTIVE
MSA-DOES | PES2873 | Play Ground Equipment Inc. Nature Play | Sport Court & Playground Equipment inc Natureplay | 92dcabc5-d7e4-ed11-8847-0022481170b3 | Meadow Spring South Primary School | 8621 | ACTIVE
MSA-DOES | PES2874 | Residual Current Device / RCD | Residual Current Devices (RCD) | 73cea7c8-d7e4-ed11-8847-000d3acb5309 | Meadow Spring South Primary School | 8621 | ACTIVE
MSA-DOES | PES2875 | INACTIVE AS PER MARIO RAPANARO REQUEST-Termite Inspection | Pest Control | 68cea7c8-d7e4-ed11-8847-000d3acb5309 | Meadow Spring South Primary School | 8621 | INACTIVE
MSA-DOES | PES2876 | Fire Extinguisher | Fire Extinguisher | 63cea7c8-d7e4-ed11-8847-000d3acb5309 | Meadow Spring South Primary School | 8621 | ACTIVE
MSA-DOES | PES2877 | Fire Hydrant | Fire Hydrant | f3daa8c7-d7e4-ed11-8847-0022489339ad | Meadow Spring South Primary School | 8621 | ACTIVE
MSA-DOES | PES2878 | Fire Hose Reel | Fire Hose Reel | f4daa8c7-d7e4-ed11-8847-0022489339ad | Meadow Spring South Primary School | 8621 | ACTIVE
MSA-DOES | PES2879 | Fire Blanket | Fire Blanket | f5daa8c7-d7e4-ed11-8847-0022489339ad | Meadow Spring South Primary School | 8621 | ACTIVE
MSA-DOES | PES4270 | Fall Protection System | Fall Protection System | 8cdcabc5-d7e4-ed11-8847-0022481170b3 | Meadow Spring South Primary School | 8621 | ACTIVE
MSA-DOES | PES4347 | Thermostatic Mixing Valve | Thermostatic Mixing Valve | 12dba8c7-d7e4-ed11-8847-0022489339ad | Meadow Spring South Primary School | 8621 | ACTIVE
MSA-DOES | PES4721 | Fire Hydrant | Fire Hydrant | f3daa8c7-d7e4-ed11-8847-0022489339ad | Meadow Spring South Primary School | 8621 | ACTIVE
MSA-DOES | PES5079 | Lighting Pole | Lighting Poles: External | 69cea7c8-d7e4-ed11-8847-000d3acb5309 | Meadow Spring South Primary School | 8621 | ACTIVE
MSA-DOES | PES5369 | Pest Control | Pest Control | 68cea7c8-d7e4-ed11-8847-000d3acb5309 | Meadow Spring South Primary School | 8621 | ACTIVE
MSA-DOES | PES5370 | CANCELLED - Split Air-Conditioning - Inspection, Service & Report | Air Conditioning: Split | 86dcabc5-d7e4-ed11-8847-0022481170b3 | Meadow Spring South Primary School | 8621 | INACTIVE
MSA-DOES | PES5375 | Fan: Large Diameter | Fan: Large Diameter | 5acea7c8-d7e4-ed11-8847-000d3acb5309 | Meadow Spring South Primary School | 8621 | ACTIVE
MSA-DOES | PES5497 | Fire Break | Fire Break | 65cea7c8-d7e4-ed11-8847-000d3acb5309 | Meadow Spring South Primary School | 8621 | ACTIVE
MSA-DOES | PES5535 | Tempering Valve | Tempering Valve | 74cea7c8-d7e4-ed11-8847-000d3acb5309 | Meadow Spring South Primary School | 8621 | ACTIVE
MSA-DOES | PES5840 | Ga Appliance | Gas Appliance | 70cea7c8-d7e4-ed11-8847-000d3acb5309 | Meadow Spring South Primary School | 8621 | ACTIVE
MSA-DOES | PES6343 | Hot Water System: Ga & Electric | Hot Water Unit: Gas & Electric | d8a9f4c6-d7e4-ed11-8847-002248117628 | Meadow Spring South Primary School | 8621 | ACTIVE
MSA-DOES | PES6801 | Boiling/Chilled Water Unit | Drinking Water Unit: Boiling / Chilled | 57cea7c8-d7e4-ed11-8847-000d3acb5309 | Meadow Spring South Primary School | 8621 | ACTIVE
MSA-DOES | PES2880 | Fall Protection System | Fall Protection System | 8cdcabc5-d7e4-ed11-8847-0022481170b3 | Medina Primary School | 1766 | ACTIVE
MSA-DOES | PES2881 | Emergency & Exit Lighting | Emergency & Exit Lighting | 54cea7c8-d7e4-ed11-8847-000d3acb5309 | Medina Primary School | 1766 | ACTIVE
MSA-DOES | PES2882 | Air Conditioning: Evaporative Cooler | Air Conditioning: Evaporative Cooler | d3a9f4c6-d7e4-ed11-8847-002248117628 | Medina Primary School | 1766 | ACTIVE
MSA-DOES | PES2883 | Fire Blanket | Fire Blanket | f5daa8c7-d7e4-ed11-8847-0022489339ad | Medina Primary School | 1766 | ACTIVE
MSA-DOES | PES2884 | Fire Break | Fire Break | 65cea7c8-d7e4-ed11-8847-000d3acb5309 | Medina Primary School | 1766 | ACTIVE
MSA-DOES | PES2885 | Fire Extinguisher | Fire Extinguisher | 63cea7c8-d7e4-ed11-8847-000d3acb5309 | Medina Primary School | 1766 | ACTIVE
MSA-DOES | PES2886 | Ga Space Heating | Gas Space Heating | 8fdcabc5-d7e4-ed11-8847-0022481170b3 | Medina Primary School | 1766 | ACTIVE
MSA-DOES | PES2887 | Gutter, Downpipe & Roof | Gutters, Downpipes & Roofs | f8daa8c7-d7e4-ed11-8847-0022489339ad | Medina Primary School | 1766 | ACTIVE
MSA-DOES | PES2888 | Play Ground Equipment | Sport Court & Playground Equipment | 67cea7c8-d7e4-ed11-8847-000d3acb5309 | Medina Primary School | 1766 | ACTIVE
MSA-DOES | PES2889 | Residual Current Device / RCD | Residual Current Devices (RCD) | 73cea7c8-d7e4-ed11-8847-000d3acb5309 | Medina Primary School | 1766 | ACTIVE
MSA-DOES | PES2890 | Solar Panel | Solar Electric System | 6acea7c8-d7e4-ed11-8847-000d3acb5309 | Medina Primary School | 1766 | ACTIVE
MSA-DOES | PES2891 | Pest Control | Pest Control | 68cea7c8-d7e4-ed11-8847-000d3acb5309 | Medina Primary School | 1766 | ACTIVE
MSA-DOES | PES2892 | Testing & Tagging | Testing & Tagging | dba9f4c6-d7e4-ed11-8847-002248117628 | Medina Primary School | 1766 | ACTIVE
MSA-DOES | PES4758 | Thermostatic Mixing Valve | Thermostatic Mixing Valve | 12dba8c7-d7e4-ed11-8847-0022489339ad | Medina Primary School | 1766 | ACTIVE
MSA-DOES | PES4797 | Backflow Prevention Valve | Backflow Prevention Valve | e9daa8c7-d7e4-ed11-8847-0022489339ad | Medina Primary School | 1766 | ACTIVE
MSA-DOES | PES4977 | NO ASSET ONSITE-External Lighting Pole - Inspection & Reporting (inc Photo) | Lighting Poles: External | 69cea7c8-d7e4-ed11-8847-000d3acb5309 | Medina Primary School | 1766 | INACTIVE
MSA-DOES | PES5679 | Ga Appliance | Gas Appliance | 70cea7c8-d7e4-ed11-8847-000d3acb5309 | Medina Primary School | 1766 | ACTIVE
MSA-DOES | PES6500 | Boiling/Chilled Water Unit | Drinking Water Unit: Boiling / Chilled | 57cea7c8-d7e4-ed11-8847-000d3acb5309 | Medina Primary School | 1766 | ACTIVE
MSA-DOES | PES6501 | Tempering Valve | Tempering Valve | 74cea7c8-d7e4-ed11-8847-000d3acb5309 | Medina Primary School | 1766 | ACTIVE
MSA-DOES | PES6846 | Hot Water System: Ga & Electric | Hot Water Unit: Gas & Electric | d8a9f4c6-d7e4-ed11-8847-002248117628 | Medina Primary School | 1766 | ACTIVE
MSA-DOES | PES4326 | Air Conditioning: Evaporative Cooler | Air Conditioning: Evaporative Cooler | d3a9f4c6-d7e4-ed11-8847-002248117628 | Melville Pre Primary School | 1558 | ACTIVE
MSA-DOES | PES2893 | Fall Protection System | Fall Protection System | 8cdcabc5-d7e4-ed11-8847-0022481170b3 | Melville Primary School | 7313 | ACTIVE
MSA-DOES | PES2894 | Backflow Prevention Valve | Backflow Prevention Valve | e9daa8c7-d7e4-ed11-8847-0022489339ad | Melville Primary School | 7313 | ACTIVE
MSA-DOES | PES2895 | Testing & Tagging | Testing & Tagging | dba9f4c6-d7e4-ed11-8847-002248117628 | Melville Primary School | 7313 | ACTIVE
MSA-DOES | PES2896 | Emergency & Exit Lighting | Emergency & Exit Lighting | 54cea7c8-d7e4-ed11-8847-000d3acb5309 | Melville Primary School | 7313 | ACTIVE
MSA-DOES | PES2897 | Air Conditioning: Evaporative Cooler | Air Conditioning: Evaporative Cooler | d3a9f4c6-d7e4-ed11-8847-002248117628 | Melville Primary School | 7313 | ACTIVE
MSA-DOES | PES2898 | Ga Space Heating | Gas Space Heating | 8fdcabc5-d7e4-ed11-8847-0022481170b3 | Melville Primary School | 7313 | ACTIVE
MSA-DOES | PES2899 | Gutter, Downpipe & Roof | Gutters, Downpipes & Roofs | f8daa8c7-d7e4-ed11-8847-0022489339ad | Melville Primary School | 7313 | ACTIVE
MSA-DOES | PES2900 | Play Ground Equipment | Sport Court & Playground Equipment | 67cea7c8-d7e4-ed11-8847-000d3acb5309 | Melville Primary School | 7313 | ACTIVE
MSA-DOES | PES2901 | Residual Current Device / RCD | Residual Current Devices (RCD) | 73cea7c8-d7e4-ed11-8847-000d3acb5309 | Melville Primary School | 7313 | ACTIVE
MSA-DOES | PES2902 | Solar Panel | Solar Electric System | 6acea7c8-d7e4-ed11-8847-000d3acb5309 | Melville Primary School | 7313 | ACTIVE
MSA-DOES | PES2903 | INACTIVE AS PER MARIO RAPANARO REQUEST-Termite Inspection | Pest Control | 68cea7c8-d7e4-ed11-8847-000d3acb5309 | Melville Primary School | 7313 | INACTIVE
MSA-DOES | PES2904 | Fire Extinguisher | Fire Extinguisher | 63cea7c8-d7e4-ed11-8847-000d3acb5309 | Melville Primary School | 7313 | ACTIVE
MSA-DOES | PES2905 | Fire Hydrant | Fire Hydrant | f3daa8c7-d7e4-ed11-8847-0022489339ad | Melville Primary School | 7313 | ACTIVE
MSA-DOES | PES2906 | Fire Blanket | Fire Blanket | f5daa8c7-d7e4-ed11-8847-0022489339ad | Melville Primary School | 7313 | ACTIVE
MSA-DOES | PES4722 | Fire Hydrant | Fire Hydrant | f3daa8c7-d7e4-ed11-8847-0022489339ad | Melville Primary School | 7313 | ACTIVE
MSA-DOES | PES4764 | Thermostatic Mixing Valve | Thermostatic Mixing Valve | 12dba8c7-d7e4-ed11-8847-0022489339ad | Melville Primary School | 7313 | ACTIVE
MSA-DOES | PES5148 | Lighting Pole | Lighting Poles: External | 69cea7c8-d7e4-ed11-8847-000d3acb5309 | Melville Primary School | 7313 | ACTIVE
MSA-DOES | PES5342 | Tempering Valve | Tempering Valve | 74cea7c8-d7e4-ed11-8847-000d3acb5309 | Melville Primary School | 7313 | ACTIVE
MSA-DOES | PES5664 | NO ASSETS ONSITE-Ga Appliance - Inspection, Testing & Report | Gas Appliance | 70cea7c8-d7e4-ed11-8847-000d3acb5309 | Melville Primary School | 7313 | INACTIVE
MSA-DOES | PES6432 | Boiling/Chilled Water Unit | Drinking Water Unit: Boiling / Chilled | 57cea7c8-d7e4-ed11-8847-000d3acb5309 | Melville Primary School | 7313 | ACTIVE
MSA-DOES | PES6433 | Hot Water System: Ga & Electric | Hot Water Unit: Gas & Electric | d8a9f4c6-d7e4-ed11-8847-002248117628 | Melville Primary School | 7313 | ACTIVE
MSA-DOES | PES7064 | Fan: Large Diameter | Fan: Large Diameter | 5acea7c8-d7e4-ed11-8847-000d3acb5309 | Melville Primary School | 7313 | ACTIVE
MSA-DOES | PES7124 | Fire Hydrant | Fire Hydrant | f3daa8c7-d7e4-ed11-8847-0022489339ad | Melville Primary School | 7313 | ACTIVE
MSA-DOES | PES2907 | Testing & Tagging | Testing & Tagging | dba9f4c6-d7e4-ed11-8847-002248117628 | Melville Senior High School | 1650 | ACTIVE
MSA-DOES | PES2908 | Backflow Prevention Valve | Backflow Prevention Valve | e9daa8c7-d7e4-ed11-8847-0022489339ad | Melville Senior High School | 1650 | ACTIVE
MSA-DOES | PES2909 | INACTIVE NO ASSET ONSITE-Climbing Wall - Inspection, Service & Report | Climbing Wall / Abseiling Structure | ebdaa8c7-d7e4-ed11-8847-0022489339ad | Melville Senior High School | 1650 | INACTIVE
MSA-DOES | PES2910 | Emergency & Exit Lighting | Emergency & Exit Lighting | 54cea7c8-d7e4-ed11-8847-000d3acb5309 | Melville Senior High School | 1650 | ACTIVE
MSA-DOES | PES2911 | Air Conditioning: Evaporative Cooler | Air Conditioning: Evaporative Cooler | d3a9f4c6-d7e4-ed11-8847-002248117628 | Melville Senior High School | 1650 | ACTIVE
MSA-DOES | PES2912 | Fire Break | Fire Break | 65cea7c8-d7e4-ed11-8847-000d3acb5309 | Melville Senior High School | 1650 | ACTIVE
MSA-DOES | PES2913 | Fume Cupboard | Fume Cupboards | f7daa8c7-d7e4-ed11-8847-0022489339ad | Melville Senior High School | 1650 | ACTIVE
MSA-DOES | PES2914 | Ga Space Heating | Gas Space Heating | 8fdcabc5-d7e4-ed11-8847-0022481170b3 | Melville Senior High School | 1650 | ACTIVE
MSA-DOES | PES2915 | Gutter, Downpipe & Roof | Gutters, Downpipes & Roofs | f8daa8c7-d7e4-ed11-8847-0022489339ad | Melville Senior High School | 1650 | ACTIVE
MSA-DOES | PES2916 | Design & Technology: Fixed Equipment | Design & Technology: Fixed Equipment | 53cea7c8-d7e4-ed11-8847-000d3acb5309 | Melville Senior High School | 1650 | ACTIVE
MSA-DOES | PES2917 | Air Conditioning: Package | Air Conditioning: Package | 85dcabc5-d7e4-ed11-8847-0022481170b3 | Melville Senior High School | 1650 | ACTIVE
MSA-DOES | PES2918 | Residual Current Device / RCD | Residual Current Devices (RCD) | 73cea7c8-d7e4-ed11-8847-000d3acb5309 | Melville Senior High School | 1650 | ACTIVE
MSA-DOES | PES2919 | Swimming Pool | Swimming Pool | 09dba8c7-d7e4-ed11-8847-0022489339ad | Melville Senior High School | 1650 | ACTIVE
MSA-DOES | PES2920 | Pest Control | Pest Control | 68cea7c8-d7e4-ed11-8847-000d3acb5309 | Melville Senior High School | 1650 | ACTIVE
MSA-DOES | PES2921 | Fire Extinguisher | Fire Extinguisher | 63cea7c8-d7e4-ed11-8847-000d3acb5309 | Melville Senior High School | 1650 | ACTIVE
MSA-DOES | PES2922 | Fire Hydrant | Fire Hydrant | f3daa8c7-d7e4-ed11-8847-0022489339ad | Melville Senior High School | 1650 | ACTIVE
MSA-DOES | PES2923 | Fire Hose Reel | Fire Hose Reel | f4daa8c7-d7e4-ed11-8847-0022489339ad | Melville Senior High School | 1650 | ACTIVE
MSA-DOES | PES2924 | Fire Blanket | Fire Blanket | f5daa8c7-d7e4-ed11-8847-0022489339ad | Melville Senior High School | 1650 | ACTIVE
MSA-DOES | PES2925 | Fire Hydrant | Fire Hydrant | f3daa8c7-d7e4-ed11-8847-0022489339ad | Melville Senior High School | 1650 | ACTIVE
MSA-DOES | PES4165 | Solar Panel | Solar Electric System | 6acea7c8-d7e4-ed11-8847-000d3acb5309 | Melville Senior High School | 1650 | ACTIVE
MSA-DOES | PES4271 | Fall Protection System | Fall Protection System | 8cdcabc5-d7e4-ed11-8847-0022481170b3 | Melville Senior High School | 1650 | ACTIVE
MSA-DOES | PES4451 | Lift | Lift: Passenger | 5dcea7c8-d7e4-ed11-8847-000d3acb5309 | Melville Senior High School | 1650 | ACTIVE
MSA-DOES | PES4490 | Emergency Eye Wash | Emergency Eye Wash / Safety Shower | 6dcea7c8-d7e4-ed11-8847-000d3acb5309 | Melville Senior High School | 1650 | ACTIVE
MSA-DOES | PES4536 | PAC: Lighting System | PAC: | ffdaa8c7-d7e4-ed11-8847-0022489339ad | Melville Senior High School | 1650 | ACTIVE
MSA-DOES | PES4586 | PAC: Curtain | PAC: | ffdaa8c7-d7e4-ed11-8847-0022489339ad | Melville Senior High School | 1650 | ACTIVE
MSA-DOES | PES4615 | PAC: Audio System | PAC: | ffdaa8c7-d7e4-ed11-8847-0022489339ad | Melville Senior High School | 1650 | ACTIVE
MSA-DOES | PES4649 | PAC: Lighting Grid / Bar | PAC: | ffdaa8c7-d7e4-ed11-8847-0022489339ad | Melville Senior High School | 1650 | ACTIVE
MSA-DOES | PES5149 | Lighting Pole | Lighting Poles: External | 69cea7c8-d7e4-ed11-8847-000d3acb5309 | Melville Senior High School | 1650 | ACTIVE
MSA-DOES | PES5257 | Tempering Valve | Tempering Valve | 74cea7c8-d7e4-ed11-8847-000d3acb5309 | Melville Senior High School | 1650 | ACTIVE
MSA-DOES | PES5258 | Thermostatic Mixing Valve | Thermostatic Mixing Valve | 12dba8c7-d7e4-ed11-8847-0022489339ad | Melville Senior High School | 1650 | ACTIVE
MSA-DOES | PES5338 | Effluent System | Sewerage Pumping Station | 55cea7c8-d7e4-ed11-8847-000d3acb5309 | Melville Senior High School | 1650 | ACTIVE
MSA-DOES | PES5630 | Ga Appliance | Gas Appliance | 70cea7c8-d7e4-ed11-8847-000d3acb5309 | Melville Senior High School | 1650 | ACTIVE
MSA-DOES | PES5933 | Drinking Water Unit: Filtered | Drinking Water Unit: Boiling / Chilled | 57cea7c8-d7e4-ed11-8847-000d3acb5309 | Melville Senior High School | 1650 | ACTIVE
MSA-DOES | PES5955 | Irrigation: Iron filtration | Irrigation: Iron filtration | fedaa8c7-d7e4-ed11-8847-0022489339ad | Melville Senior High School | 1650 | ACTIVE
MSA-DOES | PES5972 | PAC: Audio System | PAC: | ffdaa8c7-d7e4-ed11-8847-0022489339ad | Melville Senior High School | 1650 | ACTIVE
MSA-DOES | PES5973 | PAC: Lighting System | PAC: | ffdaa8c7-d7e4-ed11-8847-0022489339ad | Melville Senior High School | 1650 | ACTIVE
MSA-DOES | PES5974 | PAC: Hoist / Winche | PAC: Hoist / Winch | fddaa8c7-d7e4-ed11-8847-0022489339ad | Melville Senior High School | 1650 | ACTIVE
MSA-DOES | PES5975 | PAC: Curtain | PAC: | ffdaa8c7-d7e4-ed11-8847-0022489339ad | Melville Senior High School | 1650 | ACTIVE
MSA-DOES | PES5976 | PAC: Retractable Seating | PAC: | ffdaa8c7-d7e4-ed11-8847-0022489339ad | Melville Senior High School | 1650 | ACTIVE
MSA-DOES | PES5993 | Dangerou Good Safety Storage Cabinet | Dangerous Goods Safety Storage Cabinets | eedaa8c7-d7e4-ed11-8847-0022489339ad | Melville Senior High School | 1650 | ACTIVE
MSA-DOES | PES6051 | Fixed Gym Equipment | Gym Equipment : Fixed | 5ecea7c8-d7e4-ed11-8847-000d3acb5309 | Melville Senior High School | 1650 | ACTIVE
MSA-DOES | PES6107 | Fire Hydrant | Fire Hydrant | f3daa8c7-d7e4-ed11-8847-0022489339ad | Melville Senior High School | 1650 | ACTIVE
MSA-DOES | PES6619 | Hot Water System: Ga & Electric | Hot Water Unit: Gas & Electric | d8a9f4c6-d7e4-ed11-8847-002248117628 | Melville Senior High School | 1650 | ACTIVE
MSA-DOES | PES6727 | Compressor: | Air Compressor | d1a9f4c6-d7e4-ed11-8847-002248117628 | Melville Senior High School | 1650 | ACTIVE
MSA-DOES | PES6789 | Extraction: Dust | Extraction System: Saw Dust | 61cea7c8-d7e4-ed11-8847-000d3acb5309 | Melville Senior High School | 1650 | ACTIVE
MSA-DOES | PES6972 | Lift: Monitoring Service | Lift: Passenger | 5dcea7c8-d7e4-ed11-8847-000d3acb5309 | Melville Senior High School | 1650 | ACTIVE
MSA-DOES | PES7023 | Design & Technology: Reticulated Ga Welding System | Design & Technology: Reticulated Gas Welding System | 11dba8c7-d7e4-ed11-8847-0022489339ad | Melville Senior High School | 1650 | ACTIVE
MSA-DOES | PES2926 | Fall Protection System | Fall Protection System | 8cdcabc5-d7e4-ed11-8847-0022481170b3 | Millen Primary School | 2539 | ACTIVE
MSA-DOES | PES2927 | Testing & Tagging | Testing & Tagging | dba9f4c6-d7e4-ed11-8847-002248117628 | Millen Primary School | 2539 | ACTIVE
MSA-DOES | PES2928 | Backflow Prevention Valve | Backflow Prevention Valve | e9daa8c7-d7e4-ed11-8847-0022489339ad | Millen Primary School | 2539 | ACTIVE
MSA-DOES | PES2929 | Emergency & Exit Lighting | Emergency & Exit Lighting | 54cea7c8-d7e4-ed11-8847-000d3acb5309 | Millen Primary School | 2539 | ACTIVE
MSA-DOES | PES2930 | Air Conditioning: Evaporative Cooler | Air Conditioning: Evaporative Cooler | d3a9f4c6-d7e4-ed11-8847-002248117628 | Millen Primary School | 2539 | ACTIVE
MSA-DOES | PES2931 | Ga Space Heating | Gas Space Heating | 8fdcabc5-d7e4-ed11-8847-0022481170b3 | Millen Primary School | 2539 | ACTIVE
MSA-DOES | PES2932 | Gutter, Downpipe & Roof | Gutters, Downpipes & Roofs | f8daa8c7-d7e4-ed11-8847-0022489339ad | Millen Primary School | 2539 | ACTIVE
MSA-DOES | PES2933 | Play Ground Equipment | Sport Court & Playground Equipment | 67cea7c8-d7e4-ed11-8847-000d3acb5309 | Millen Primary School | 2539 | ACTIVE
MSA-DOES | PES2934 | Residual Current Device / RCD | Residual Current Devices (RCD) | 73cea7c8-d7e4-ed11-8847-000d3acb5309 | Millen Primary School | 2539 | ACTIVE
MSA-DOES | PES2935 | Pest Control | Pest Control | 68cea7c8-d7e4-ed11-8847-000d3acb5309 | Millen Primary School | 2539 | ACTIVE
MSA-DOES | PES2936 | Fire Extinguisher | Fire Extinguisher | 63cea7c8-d7e4-ed11-8847-000d3acb5309 | Millen Primary School | 2539 | ACTIVE
MSA-DOES | PES2937 | Fire Blanket | Fire Blanket | f5daa8c7-d7e4-ed11-8847-0022489339ad | Millen Primary School | 2539 | ACTIVE
MSA-DOES | PES4166 | Solar Panel | Solar Electric System | 6acea7c8-d7e4-ed11-8847-000d3acb5309 | Millen Primary School | 2539 | ACTIVE
MSA-DOES | PES4769 | Fire Hydrant | Fire Hydrant | f3daa8c7-d7e4-ed11-8847-0022489339ad | Millen Primary School | 2539 | ACTIVE
MSA-DOES | PES4926 | Emergency Eye Wash | Emergency Eye Wash / Safety Shower | 6dcea7c8-d7e4-ed11-8847-000d3acb5309 | Millen Primary School | 2539 | ACTIVE
MSA-DOES | PES4950 | Thermostatic Mixing Valve | Thermostatic Mixing Valve | 12dba8c7-d7e4-ed11-8847-0022489339ad | Millen Primary School | 2539 | ACTIVE
MSA-DOES | PES4978 | Lighting Pole | Lighting Poles: External | 69cea7c8-d7e4-ed11-8847-000d3acb5309 | Millen Primary School | 2539 | ACTIVE
MSA-DOES | PES5360 | Fire Hydrant | Fire Hydrant | f3daa8c7-d7e4-ed11-8847-0022489339ad | Millen Primary School | 2539 | ACTIVE
MSA-DOES | PES5907 | Ga Appliance | Gas Appliance | 70cea7c8-d7e4-ed11-8847-000d3acb5309 | Millen Primary School | 2539 | ACTIVE
MSA-DOES | PES6459 | Hot Water System: Ga & Electric | Hot Water Unit: Gas & Electric | d8a9f4c6-d7e4-ed11-8847-002248117628 | Millen Primary School | 2539 | ACTIVE
MSA-DOES | PES6903 | Tempering Valve | Tempering Valve | 74cea7c8-d7e4-ed11-8847-000d3acb5309 | Millen Primary School | 2539 | ACTIVE
MSA-DOES | PES6904 | Boiling/Chilled Water Unit | Drinking Water Unit: Boiling / Chilled | 57cea7c8-d7e4-ed11-8847-000d3acb5309 | Millen Primary School | 2539 | ACTIVE
MSA-DOES | PES2938 | Fall Protection System | Fall Protection System | 8cdcabc5-d7e4-ed11-8847-0022481170b3 | Mount Pleasant Primary School | 1771 | ACTIVE
MSA-DOES | PES2939 | Testing & Tagging | Testing & Tagging | dba9f4c6-d7e4-ed11-8847-002248117628 | Mount Pleasant Primary School | 1771 | ACTIVE
MSA-DOES | PES2940 | Backflow Prevention Valve | Backflow Prevention Valve | e9daa8c7-d7e4-ed11-8847-0022489339ad | Mount Pleasant Primary School | 1771 | ACTIVE
MSA-DOES | PES2941 | Emergency & Exit Lighting | Emergency & Exit Lighting | 54cea7c8-d7e4-ed11-8847-000d3acb5309 | Mount Pleasant Primary School | 1771 | ACTIVE
MSA-DOES | PES2942 | Residual Current Device / RCD | Residual Current Devices (RCD) | 73cea7c8-d7e4-ed11-8847-000d3acb5309 | Mount Pleasant Primary School | 1771 | ACTIVE
MSA-DOES | PES2943 | Play Ground Equipment | Sport Court & Playground Equipment | 67cea7c8-d7e4-ed11-8847-000d3acb5309 | Mount Pleasant Primary School | 1771 | ACTIVE
MSA-DOES | PES2944 | Air Conditioning: Evaporative Cooler | Air Conditioning: Evaporative Cooler | d3a9f4c6-d7e4-ed11-8847-002248117628 | Mount Pleasant Primary School | 1771 | ACTIVE
MSA-DOES | PES2945 | Ga Space Heating | Gas Space Heating | 8fdcabc5-d7e4-ed11-8847-0022481170b3 | Mount Pleasant Primary School | 1771 | ACTIVE
MSA-DOES | PES2946 | Gutter, Downpipe & Roof | Gutters, Downpipes & Roofs | f8daa8c7-d7e4-ed11-8847-0022489339ad | Mount Pleasant Primary School | 1771 | ACTIVE
MSA-DOES | PES2947 | Pest Control | Pest Control | 68cea7c8-d7e4-ed11-8847-000d3acb5309 | Mount Pleasant Primary School | 1771 | ACTIVE
MSA-DOES | PES2948 | Fire Extinguisher | Fire Extinguisher | 63cea7c8-d7e4-ed11-8847-000d3acb5309 | Mount Pleasant Primary School | 1771 | ACTIVE
MSA-DOES | PES2949 | Fire Blanket | Fire Blanket | f5daa8c7-d7e4-ed11-8847-0022489339ad | Mount Pleasant Primary School | 1771 | ACTIVE
MSA-DOES | PES4167 | Solar Panel | Solar Electric System | 6acea7c8-d7e4-ed11-8847-000d3acb5309 | Mount Pleasant Primary School | 1771 | ACTIVE
MSA-DOES | PES4376 | Thermostatic Mixing Valve | Thermostatic Mixing Valve | 12dba8c7-d7e4-ed11-8847-0022489339ad | Mount Pleasant Primary School | 1771 | ACTIVE
MSA-DOES | PES4923 | Emergency Eye Wash | Emergency Eye Wash / Safety Shower | 6dcea7c8-d7e4-ed11-8847-000d3acb5309 | Mount Pleasant Primary School | 1771 | ACTIVE
MSA-DOES | PES5150 | Lighting Pole | Lighting Poles: External | 69cea7c8-d7e4-ed11-8847-000d3acb5309 | Mount Pleasant Primary School | 1771 | ACTIVE
MSA-DOES | PES5202 | Tempering Valve | Tempering Valve | 74cea7c8-d7e4-ed11-8847-000d3acb5309 | Mount Pleasant Primary School | 1771 | ACTIVE
MSA-DOES | PES5931 | Ga Appliance | Gas Appliance | 70cea7c8-d7e4-ed11-8847-000d3acb5309 | Mount Pleasant Primary School | 1771 | ACTIVE
MSA-DOES | PES6460 | Hot Water System: Ga & Electric | Hot Water Unit: Gas & Electric | d8a9f4c6-d7e4-ed11-8847-002248117628 | Mount Pleasant Primary School | 1771 | ACTIVE
MSA-DOES | PES6870 | Boiling/Chilled Water Unit | Drinking Water Unit: Boiling / Chilled | 57cea7c8-d7e4-ed11-8847-000d3acb5309 | Mount Pleasant Primary School | 1771 | ACTIVE
MSA-DOES | PES4068 | Fire Extinguisher | Fire Extinguisher | 63cea7c8-d7e4-ed11-8847-000d3acb5309 | Mundijong Primary School | 2541 | ACTIVE
MSA-DOES | PES4069 | Fire Blanket | Fire Blanket | f5daa8c7-d7e4-ed11-8847-0022489339ad | Mundijong Primary School | 2541 | ACTIVE
MSA-DOES | PES4070 | Pest Control | Pest Control | 68cea7c8-d7e4-ed11-8847-000d3acb5309 | Mundijong Primary School | 2541 | ACTIVE
MSA-DOES | PES4071 | Residual Current Device / RCD | Residual Current Devices (RCD) | 73cea7c8-d7e4-ed11-8847-000d3acb5309 | Mundijong Primary School | 2541 | ACTIVE
MSA-DOES | PES4072 | Play Ground Equipment | Sport Court & Playground Equipment | 67cea7c8-d7e4-ed11-8847-000d3acb5309 | Mundijong Primary School | 2541 | ACTIVE
MSA-DOES | PES4073 | Gutter, Downpipe & Roof | Gutters, Downpipes & Roofs | f8daa8c7-d7e4-ed11-8847-0022489339ad | Mundijong Primary School | 2541 | ACTIVE
MSA-DOES | PES4074 | Ga Space Heating | Gas Space Heating | 8fdcabc5-d7e4-ed11-8847-0022481170b3 | Mundijong Primary School | 2541 | ACTIVE
MSA-DOES | PES4075 | Air Conditioning: Evaporative Cooler | Air Conditioning: Evaporative Cooler | d3a9f4c6-d7e4-ed11-8847-002248117628 | Mundijong Primary School | 2541 | ACTIVE
MSA-DOES | PES4076 | Emergency & Exit Lighting | Emergency & Exit Lighting | 54cea7c8-d7e4-ed11-8847-000d3acb5309 | Mundijong Primary School | 2541 | ACTIVE
MSA-DOES | PES4077 | Backflow Prevention Valve | Backflow Prevention Valve | e9daa8c7-d7e4-ed11-8847-0022489339ad | Mundijong Primary School | 2541 | ACTIVE
MSA-DOES | PES4078 | Testing & Tagging | Testing & Tagging | dba9f4c6-d7e4-ed11-8847-002248117628 | Mundijong Primary School | 2541 | ACTIVE
MSA-DOES | PES4079 | Fall Protection System | Fall Protection System | 8cdcabc5-d7e4-ed11-8847-0022481170b3 | Mundijong Primary School | 2541 | ACTIVE
MSA-DOES | PES4358 | Thermostatic Mixing Valve | Thermostatic Mixing Valve | 12dba8c7-d7e4-ed11-8847-0022489339ad | Mundijong Primary School | 2541 | ACTIVE
MSA-DOES | PES4890 | Emergency Eye Wash | Emergency Eye Wash / Safety Shower | 6dcea7c8-d7e4-ed11-8847-000d3acb5309 | Mundijong Primary School | 2541 | ACTIVE
MSA-DOES | PES4979 | Lighting Pole | Lighting Poles: External | 69cea7c8-d7e4-ed11-8847-000d3acb5309 | Mundijong Primary School | 2541 | ACTIVE
MSA-DOES | PES5187 | Effluent System | Sewerage Pumping Station | 55cea7c8-d7e4-ed11-8847-000d3acb5309 | Mundijong Primary School | 2541 | ACTIVE
MSA-DOES | PES5612 | INACTIVE NO ASSETS ONSITE - Ga Appliance - Inspection, Testing & Report | Gas Appliance | 70cea7c8-d7e4-ed11-8847-000d3acb5309 | Mundijong Primary School | 2541 | INACTIVE
MSA-DOES | PES6177 | Hot Water System: Ga & Electric | Hot Water Unit: Gas & Electric | d8a9f4c6-d7e4-ed11-8847-002248117628 | Mundijong Primary School | 2541 | ACTIVE
MSA-DOES | PES6807 | Boiling/Chilled Water Unit | Drinking Water Unit: Boiling / Chilled | 57cea7c8-d7e4-ed11-8847-000d3acb5309 | Mundijong Primary School | 2541 | ACTIVE
MSA-DOES | PES7179 | Effluent System: Aerobic Treatment Unit (ATU) | Effluent System: Aerobic Treatment Units (ATU) | 4fcea7c8-d7e4-ed11-8847-000d3acb5309 | Mundijong Primary School | 2541 | ACTIVE
MSA-DOES | PES2950 | Fall Protection System | Fall Protection System | 8cdcabc5-d7e4-ed11-8847-0022481170b3 | Neerigen Brook Primary School | 2567 | ACTIVE
MSA-DOES | PES2951 | Testing & Tagging | Testing & Tagging | dba9f4c6-d7e4-ed11-8847-002248117628 | Neerigen Brook Primary School | 2567 | ACTIVE
MSA-DOES | PES2952 | Backflow Prevention Valve | Backflow Prevention Valve | e9daa8c7-d7e4-ed11-8847-0022489339ad | Neerigen Brook Primary School | 2567 | ACTIVE
MSA-DOES | PES2953 | Effluent System | Sewerage Pumping Station | 55cea7c8-d7e4-ed11-8847-000d3acb5309 | Neerigen Brook Primary School | 2567 | ACTIVE
MSA-DOES | PES2954 | Emergency & Exit Lighting | Emergency & Exit Lighting | 54cea7c8-d7e4-ed11-8847-000d3acb5309 | Neerigen Brook Primary School | 2567 | ACTIVE
MSA-DOES | PES2955 | Air Conditioning: Evaporative Cooler | Air Conditioning: Evaporative Cooler | d3a9f4c6-d7e4-ed11-8847-002248117628 | Neerigen Brook Primary School | 2567 | ACTIVE
MSA-DOES | PES2956 | Ga Space Heating | Gas Space Heating | 8fdcabc5-d7e4-ed11-8847-0022481170b3 | Neerigen Brook Primary School | 2567 | ACTIVE
MSA-DOES | PES2957 | Gutter, Downpipe & Roof | Gutters, Downpipes & Roofs | f8daa8c7-d7e4-ed11-8847-0022489339ad | Neerigen Brook Primary School | 2567 | ACTIVE
MSA-DOES | PES2958 | Sport Court & Play Ground Equipment Inc. Nature Play | Sport Court & Playground Equipment inc Natureplay | 92dcabc5-d7e4-ed11-8847-0022481170b3 | Neerigen Brook Primary School | 2567 | ACTIVE
MSA-DOES | PES2959 | Residual Current Device / RCD | Residual Current Devices (RCD) | 73cea7c8-d7e4-ed11-8847-000d3acb5309 | Neerigen Brook Primary School | 2567 | ACTIVE
MSA-DOES | PES2960 | Pest Control | Pest Control | 68cea7c8-d7e4-ed11-8847-000d3acb5309 | Neerigen Brook Primary School | 2567 | ACTIVE
MSA-DOES | PES2961 | Fire Extinguisher | Fire Extinguisher | 63cea7c8-d7e4-ed11-8847-000d3acb5309 | Neerigen Brook Primary School | 2567 | ACTIVE
MSA-DOES | PES2962 | Fire Blanket | Fire Blanket | f5daa8c7-d7e4-ed11-8847-0022489339ad | Neerigen Brook Primary School | 2567 | ACTIVE
MSA-DOES | PES4371 | Thermostatic Mixing Valve | Thermostatic Mixing Valve | 12dba8c7-d7e4-ed11-8847-0022489339ad | Neerigen Brook Primary School | 2567 | ACTIVE
MSA-DOES | PES4902 | Emergency Eye Wash | Emergency Eye Wash / Safety Shower | 6dcea7c8-d7e4-ed11-8847-000d3acb5309 | Neerigen Brook Primary School | 2567 | ACTIVE
MSA-DOES | PES4980 | Lighting Pole | Lighting Poles: External | 69cea7c8-d7e4-ed11-8847-000d3acb5309 | Neerigen Brook Primary School | 2567 | ACTIVE
MSA-DOES | PES5553 | Tempering Valve | Tempering Valve | 74cea7c8-d7e4-ed11-8847-000d3acb5309 | Neerigen Brook Primary School | 2567 | ACTIVE
MSA-DOES | PES5881 | Ga Appliance | Gas Appliance | 70cea7c8-d7e4-ed11-8847-000d3acb5309 | Neerigen Brook Primary School | 2567 | ACTIVE
MSA-DOES | PES6406 | Hot Water System: Ga & Electric | Hot Water Unit: Gas & Electric | d8a9f4c6-d7e4-ed11-8847-002248117628 | Neerigen Brook Primary School | 2567 | ACTIVE
MSA-DOES | PES7148 | Boiling/Chilled Water Unit | Drinking Water Unit: Boiling / Chilled | 57cea7c8-d7e4-ed11-8847-000d3acb5309 | Neerigen Brook Primary School | 2567 | ACTIVE
MSA-DOES | PES7191 | Door: Automatic | Door: Automatic | 4ecea7c8-d7e4-ed11-8847-000d3acb5309 | Neerigen Brook Primary School | 2567 | ACTIVE
MSA-DOES | PES2963 | Fall Protection System | Fall Protection System | 8cdcabc5-d7e4-ed11-8847-0022481170b3 | Newton Primary School | 1835 | ACTIVE
MSA-DOES | PES2964 | Testing & Tagging | Testing & Tagging | dba9f4c6-d7e4-ed11-8847-002248117628 | Newton Primary School | 1835 | ACTIVE
MSA-DOES | PES2965 | Backflow Prevention Valve | Backflow Prevention Valve | e9daa8c7-d7e4-ed11-8847-0022489339ad | Newton Primary School | 1835 | ACTIVE
MSA-DOES | PES2966 | Emergency & Exit Lighting | Emergency & Exit Lighting | 54cea7c8-d7e4-ed11-8847-000d3acb5309 | Newton Primary School | 1835 | ACTIVE
MSA-DOES | PES2967 | Air Conditioning: Evaporative Cooler | Air Conditioning: Evaporative Cooler | d3a9f4c6-d7e4-ed11-8847-002248117628 | Newton Primary School | 1835 | ACTIVE
MSA-DOES | PES2968 | Post mounted Changeable Message Board | Post mounted Changeable Message Board | 93dcabc5-d7e4-ed11-8847-0022481170b3 | Newton Primary School | 1835 | ACTIVE
MSA-DOES | PES2969 | Ga Space Heating | Gas Space Heating | 8fdcabc5-d7e4-ed11-8847-0022481170b3 | Newton Primary School | 1835 | ACTIVE
MSA-DOES | PES2970 | Gutter, Downpipe & Roof | Gutters, Downpipes & Roofs | f8daa8c7-d7e4-ed11-8847-0022489339ad | Newton Primary School | 1835 | ACTIVE
MSA-DOES | PES2971 | Play Ground Equipment | Sport Court & Playground Equipment | 67cea7c8-d7e4-ed11-8847-000d3acb5309 | Newton Primary School | 1835 | ACTIVE
MSA-DOES | PES2972 | Residual Current Device / RCD | Residual Current Devices (RCD) | 73cea7c8-d7e4-ed11-8847-000d3acb5309 | Newton Primary School | 1835 | ACTIVE
MSA-DOES | PES2973 | INACTIVE AS PER MARIO RAPANARO REQUEST-Termite Inspection | Pest Control | 68cea7c8-d7e4-ed11-8847-000d3acb5309 | Newton Primary School | 1835 | INACTIVE
MSA-DOES | PES2974 | Fire Extinguisher | Fire Extinguisher | 63cea7c8-d7e4-ed11-8847-000d3acb5309 | Newton Primary School | 1835 | ACTIVE
MSA-DOES | PES2975 | Fire Blanket | Fire Blanket | f5daa8c7-d7e4-ed11-8847-0022489339ad | Newton Primary School | 1835 | ACTIVE
MSA-DOES | PES4405 | Thermostatic Mixing Valve | Thermostatic Mixing Valve | 12dba8c7-d7e4-ed11-8847-0022489339ad | Newton Primary School | 1835 | ACTIVE
MSA-DOES | PES4421 | Emergency Eye Wash | Emergency Eye Wash / Safety Shower | 6dcea7c8-d7e4-ed11-8847-000d3acb5309 | Newton Primary School | 1835 | ACTIVE
MSA-DOES | PES5151 | Lighting Pole | Lighting Poles: External | 69cea7c8-d7e4-ed11-8847-000d3acb5309 | Newton Primary School | 1835 | ACTIVE
MSA-DOES | PES5575 | Effluent System | Sewerage Pumping Station | 55cea7c8-d7e4-ed11-8847-000d3acb5309 | Newton Primary School | 1835 | ACTIVE
MSA-DOES | PES5577 | Tempering Valve | Tempering Valve | 74cea7c8-d7e4-ed11-8847-000d3acb5309 | Newton Primary School | 1835 | ACTIVE
MSA-DOES | PES5605 | INACTIVE NO ASSETS ONSITE-Ga Appliance - Inspection, Testing & Report | Gas Appliance | 70cea7c8-d7e4-ed11-8847-000d3acb5309 | Newton Primary School | 1835 | INACTIVE
MSA-DOES | PES6273 | Hot Water System: Ga & Electric | Hot Water Unit: Gas & Electric | d8a9f4c6-d7e4-ed11-8847-002248117628 | Newton Primary School | 1835 | ACTIVE
MSA-DOES | PES6965 | Boiling/Chilled Water Unit | Drinking Water Unit: Boiling / Chilled | 57cea7c8-d7e4-ed11-8847-000d3acb5309 | Newton Primary School | 1835 | ACTIVE
MSA-DOES | PES7096 | Irrigation: Iron filtration | Irrigation: Iron filtration | fedaa8c7-d7e4-ed11-8847-0022489339ad | Newton Primary School | 1835 | ACTIVE
MSA-DOES | PES7141 | DUPLITE OF PES2964 - Testing & Tagging | Testing & Tagging | dba9f4c6-d7e4-ed11-8847-002248117628 | Newton Primary School | 1835 | INACTIVE
MSA-DOES | PES2976 | Ga Space Heating | Gas Space Heating | 8fdcabc5-d7e4-ed11-8847-0022481170b3 | North Fremantle Pre Primary School | 1561 | ACTIVE
MSA-DOES | PES6494 | Hot Water System: Ga & Electric | Hot Water Unit: Gas & Electric | d8a9f4c6-d7e4-ed11-8847-002248117628 | North Fremantle Pre Primary School | 1561 | ACTIVE
MSA-DOES | PES6918 | Tempering Valve | Tempering Valve | 74cea7c8-d7e4-ed11-8847-000d3acb5309 | North Fremantle Pre Primary School | 1561 | ACTIVE
MSA-DOES | PES2977 | Fall Protection System | Fall Protection System | 8cdcabc5-d7e4-ed11-8847-0022481170b3 | North Fremantle Primary School | 1742 | ACTIVE
MSA-DOES | PES2978 | Testing & Tagging | Testing & Tagging | dba9f4c6-d7e4-ed11-8847-002248117628 | North Fremantle Primary School | 1742 | ACTIVE
MSA-DOES | PES2979 | Play Ground Equipment | Sport Court & Playground Equipment | 67cea7c8-d7e4-ed11-8847-000d3acb5309 | North Fremantle Primary School | 1742 | ACTIVE
MSA-DOES | PES2980 | Backflow Prevention Valve | Backflow Prevention Valve | e9daa8c7-d7e4-ed11-8847-0022489339ad | North Fremantle Primary School | 1742 | ACTIVE
MSA-DOES | PES2981 | Emergency & Exit Lighting | Emergency & Exit Lighting | 54cea7c8-d7e4-ed11-8847-000d3acb5309 | North Fremantle Primary School | 1742 | ACTIVE
MSA-DOES | PES2982 | Air Conditioning: Evaporative Cooler | Air Conditioning: Evaporative Cooler | d3a9f4c6-d7e4-ed11-8847-002248117628 | North Fremantle Primary School | 1742 | ACTIVE
MSA-DOES | PES2983 | Ga Space Heating | Gas Space Heating | 8fdcabc5-d7e4-ed11-8847-0022481170b3 | North Fremantle Primary School | 1742 | ACTIVE
MSA-DOES | PES2984 | Gutter, Downpipe & Roof | Gutters, Downpipes & Roofs | f8daa8c7-d7e4-ed11-8847-0022489339ad | North Fremantle Primary School | 1742 | ACTIVE
MSA-DOES | PES2985 | Residual Current Device / RCD | Residual Current Devices (RCD) | 73cea7c8-d7e4-ed11-8847-000d3acb5309 | North Fremantle Primary School | 1742 | ACTIVE
MSA-DOES | PES2986 | Solar Panel | Solar Electric System | 6acea7c8-d7e4-ed11-8847-000d3acb5309 | North Fremantle Primary School | 1742 | ACTIVE
MSA-DOES | PES2987 | Pest Control | Pest Control | 68cea7c8-d7e4-ed11-8847-000d3acb5309 | North Fremantle Primary School | 1742 | ACTIVE
MSA-DOES | PES2988 | Fire Extinguisher | Fire Extinguisher | 63cea7c8-d7e4-ed11-8847-000d3acb5309 | North Fremantle Primary School | 1742 | ACTIVE
MSA-DOES | PES2989 | Fire Blanket | Fire Blanket | f5daa8c7-d7e4-ed11-8847-0022489339ad | North Fremantle Primary School | 1742 | ACTIVE
MSA-DOES | PES4391 | Thermostatic Mixing Valve | Thermostatic Mixing Valve | 12dba8c7-d7e4-ed11-8847-0022489339ad | North Fremantle Primary School | 1742 | ACTIVE
MSA-DOES | PES4418 | Emergency Eye Wash | Emergency Eye Wash / Safety Shower | 6dcea7c8-d7e4-ed11-8847-000d3acb5309 | North Fremantle Primary School | 1742 | ACTIVE
MSA-DOES | PES4470 | Lift | Lift: Passenger | 5dcea7c8-d7e4-ed11-8847-000d3acb5309 | North Fremantle Primary School | 1742 | ACTIVE
MSA-DOES | PES5152 | Lighting Pole | Lighting Poles: External | 69cea7c8-d7e4-ed11-8847-000d3acb5309 | North Fremantle Primary School | 1742 | ACTIVE
MSA-DOES | PES5564 | Tempering Valve | Tempering Valve | 74cea7c8-d7e4-ed11-8847-000d3acb5309 | North Fremantle Primary School | 1742 | ACTIVE
MSA-DOES | PES5620 | INACTIVE NO ASSETS ONSITE-Ga Appliance - Inspection, Testing & Report | Gas Appliance | 70cea7c8-d7e4-ed11-8847-000d3acb5309 | North Fremantle Primary School | 1742 | INACTIVE
MSA-DOES | PES5671 | Effluent System | Sewerage Pumping Station | 55cea7c8-d7e4-ed11-8847-000d3acb5309 | North Fremantle Primary School | 1742 | ACTIVE
MSA-DOES | PES5919 | Lift: Monitoring Service | Lift: Passenger | 5dcea7c8-d7e4-ed11-8847-000d3acb5309 | North Fremantle Primary School | 1742 | ACTIVE
MSA-DOES | PES6129 | Fire Hose Reel | Fire Hose Reel | f4daa8c7-d7e4-ed11-8847-0022489339ad | North Fremantle Primary School | 1742 | ACTIVE
MSA-DOES | PES6259 | Hot Water System: Ga & Electric | Hot Water Unit: Gas & Electric | d8a9f4c6-d7e4-ed11-8847-002248117628 | North Fremantle Primary School | 1742 | ACTIVE
MSA-DOES | PES6907 | Boiling/Chilled Water Unit | Drinking Water Unit: Boiling / Chilled | 57cea7c8-d7e4-ed11-8847-000d3acb5309 | North Fremantle Primary School | 1742 | ACTIVE
MSA-DOES | PES6917 | CANCELLED Tempering Valve | Tempering Valve | 74cea7c8-d7e4-ed11-8847-000d3acb5309 | North Fremantle Primary School | 1742 | INACTIVE
MSA-DOES | PES6387 | Fall Protection System | Fall Protection System | 8cdcabc5-d7e4-ed11-8847-0022481170b3 | North Harrisdale Primary School | 9983 | ACTIVE
MSA-DOES | PES6388 | Fire Extinguisher | Fire Extinguisher | 63cea7c8-d7e4-ed11-8847-000d3acb5309 | North Harrisdale Primary School | 9983 | ACTIVE
MSA-DOES | PES6389 | Fire Blanket | Fire Blanket | f5daa8c7-d7e4-ed11-8847-0022489339ad | North Harrisdale Primary School | 9983 | ACTIVE
MSA-DOES | PES6754 | Testing & Tagging | Testing & Tagging | dba9f4c6-d7e4-ed11-8847-002248117628 | North Harrisdale Primary School | 9983 | ACTIVE
MSA-DOES | PES6755 | Residual Current Device / RCD | Residual Current Devices (RCD) | 73cea7c8-d7e4-ed11-8847-000d3acb5309 | North Harrisdale Primary School | 9983 | ACTIVE
MSA-DOES | PES6756 | Emergency & Exit Lighting | Emergency & Exit Lighting | 54cea7c8-d7e4-ed11-8847-000d3acb5309 | North Harrisdale Primary School | 9983 | ACTIVE
MSA-DOES | PES6757 | Gutter, Downpipe & Roof | Gutters, Downpipes & Roofs | f8daa8c7-d7e4-ed11-8847-0022489339ad | North Harrisdale Primary School | 9983 | ACTIVE
MSA-DOES | PES6758 | Hot Water System: Ga & Electric | Hot Water Unit: Gas & Electric | d8a9f4c6-d7e4-ed11-8847-002248117628 | North Harrisdale Primary School | 9983 | ACTIVE
MSA-DOES | PES6759 | Emergency Eye Wash | Emergency Eye Wash / Safety Shower | 6dcea7c8-d7e4-ed11-8847-000d3acb5309 | North Harrisdale Primary School | 9983 | ACTIVE
MSA-DOES | PES6760 | NO UNITS ON SITE CONFRIMED BY FAM - Air Conditioning: Evaporative Cooler | Air Conditioning: Evaporative Cooler | d3a9f4c6-d7e4-ed11-8847-002248117628 | North Harrisdale Primary School | 9983 | INACTIVE
MSA-DOES | PES6761 | Sport Court & Playground Equipment Inc. Nature Play | Sport Court & Playground Equipment inc Natureplay | 92dcabc5-d7e4-ed11-8847-0022481170b3 | North Harrisdale Primary School | 9983 | ACTIVE
MSA-DOES | PES6762 | Solar Panel | Solar Electric System | 6acea7c8-d7e4-ed11-8847-000d3acb5309 | North Harrisdale Primary School | 9983 | ACTIVE
MSA-DOES | PES6763 | Boiling/Chilled Water Unit | Drinking Water Unit: Boiling / Chilled | 57cea7c8-d7e4-ed11-8847-000d3acb5309 | North Harrisdale Primary School | 9983 | ACTIVE
MSA-DOES | PES6764 | Fire Hydrant | Fire Hydrant | f3daa8c7-d7e4-ed11-8847-0022489339ad | North Harrisdale Primary School | 9983 | ACTIVE
MSA-DOES | PES6765 | Thermostatic Mixing Valve | Thermostatic Mixing Valve | 12dba8c7-d7e4-ed11-8847-0022489339ad | North Harrisdale Primary School | 9983 | ACTIVE
MSA-DOES | PES6804 | Irrigation: Bore | Irrigation: Bore | 8ddcabc5-d7e4-ed11-8847-0022481170b3 | North Harrisdale Primary School | 9983 | ACTIVE
MSA-DOES | PES7006 | Backflow Prevention Valve | Backflow Prevention Valve | e9daa8c7-d7e4-ed11-8847-0022489339ad | North Harrisdale Primary School | 9983 | ACTIVE
MSA-DOES | PES7007 | Tempering Valve | Tempering Valve | 74cea7c8-d7e4-ed11-8847-000d3acb5309 | North Harrisdale Primary School | 9983 | ACTIVE
MSA-DOES | PES7139 | Fire Hydrant | Fire Hydrant | f3daa8c7-d7e4-ed11-8847-0022489339ad | North Harrisdale Primary School | 9983 | ACTIVE
MSA-DOES | PES7166 | Grease Trap: | Grease Trap: | fadaa8c7-d7e4-ed11-8847-0022489339ad | North Harrisdale Primary School | 9983 | ACTIVE
MSA-DOES | PES2990 | Testing & Tagging | Testing & Tagging | dba9f4c6-d7e4-ed11-8847-002248117628 | North Lake Senior Campu | 1658 | ACTIVE
MSA-DOES | PES2991 | Backflow Prevention Valve | Backflow Prevention Valve | e9daa8c7-d7e4-ed11-8847-0022489339ad | North Lake Senior Campu | 1658 | ACTIVE
MSA-DOES | PES2992 | INACTIVE CLIMBING WALL DISMANTLED-Climbing Wall - Inspection, Service & Report | Climbing Wall / Abseiling Structure | ebdaa8c7-d7e4-ed11-8847-0022489339ad | North Lake Senior Campu | 1658 | INACTIVE
MSA-DOES | PES2993 | Emergency & Exit Lighting | Emergency & Exit Lighting | 54cea7c8-d7e4-ed11-8847-000d3acb5309 | North Lake Senior Campu | 1658 | ACTIVE
MSA-DOES | PES2994 | Air Conditioning: Evaporative Cooler | Air Conditioning: Evaporative Cooler | d3a9f4c6-d7e4-ed11-8847-002248117628 | North Lake Senior Campu | 1658 | ACTIVE
MSA-DOES | PES2995 | SERVICE NOT REQUIRED-Fire Break - Clearing & Report | Fire Break | 65cea7c8-d7e4-ed11-8847-000d3acb5309 | North Lake Senior Campu | 1658 | INACTIVE
MSA-DOES | PES2996 | Fixed Gym Equipment | Gym Equipment : Fixed | 5ecea7c8-d7e4-ed11-8847-000d3acb5309 | North Lake Senior Campu | 1658 | ACTIVE
MSA-DOES | PES2997 | Fume Cupboard | Fume Cupboards | f7daa8c7-d7e4-ed11-8847-0022489339ad | North Lake Senior Campu | 1658 | ACTIVE
MSA-DOES | PES2998 | Ga Space Heating | Gas Space Heating | 8fdcabc5-d7e4-ed11-8847-0022481170b3 | North Lake Senior Campu | 1658 | ACTIVE
MSA-DOES | PES2999 | Gutter, Downpipe & Roof | Gutters, Downpipes & Roofs | f8daa8c7-d7e4-ed11-8847-0022489339ad | North Lake Senior Campu | 1658 | ACTIVE
MSA-DOES | PES3000 | Design & Technology: Fixed Equipment | Design & Technology: Fixed Equipment | 53cea7c8-d7e4-ed11-8847-000d3acb5309 | North Lake Senior Campu | 1658 | ACTIVE
MSA-DOES | PES3001 | Residual Current Device / RCD | Residual Current Devices (RCD) | 73cea7c8-d7e4-ed11-8847-000d3acb5309 | North Lake Senior Campu | 1658 | ACTIVE
MSA-DOES | PES3002 | Swimming Pool | Swimming Pool | 09dba8c7-d7e4-ed11-8847-0022489339ad | North Lake Senior Campu | 1658 | ACTIVE
MSA-DOES | PES3003 | DUPLICATE-Thermostatic Mixing Valve - Inspection, Service & Report | Thermostatic Mixing Valve | 12dba8c7-d7e4-ed11-8847-0022489339ad | North Lake Senior Campu | 1658 | INACTIVE
MSA-DOES | PES3004 | Pest Control | Pest Control | 68cea7c8-d7e4-ed11-8847-000d3acb5309 | North Lake Senior Campu | 1658 | ACTIVE
MSA-DOES | PES3005 | Fire Extinguisher | Fire Extinguisher | 63cea7c8-d7e4-ed11-8847-000d3acb5309 | North Lake Senior Campu | 1658 | ACTIVE
MSA-DOES | PES3006 | Fire Hydrant | Fire Hydrant | f3daa8c7-d7e4-ed11-8847-0022489339ad | North Lake Senior Campu | 1658 | ACTIVE
MSA-DOES | PES3007 | Fire Hose Reel | Fire Hose Reel | f4daa8c7-d7e4-ed11-8847-0022489339ad | North Lake Senior Campu | 1658 | ACTIVE
MSA-DOES | PES3008 | Fire Blanket | Fire Blanket | f5daa8c7-d7e4-ed11-8847-0022489339ad | North Lake Senior Campu | 1658 | ACTIVE
MSA-DOES | PES4168 | Solar Panel | Solar Electric System | 6acea7c8-d7e4-ed11-8847-000d3acb5309 | North Lake Senior Campu | 1658 | ACTIVE
MSA-DOES | PES4272 | Fall Protection System - Inspection, Test & Re-Certification - NO EQUIPMENT ON SITE | Fall Protection System | 8cdcabc5-d7e4-ed11-8847-0022481170b3 | North Lake Senior Campu | 1658 | INACTIVE
MSA-DOES | PES4384 | Thermostatic Mixing Valve | Thermostatic Mixing Valve | 12dba8c7-d7e4-ed11-8847-0022489339ad | North Lake Senior Campu | 1658 | ACTIVE
MSA-DOES | PES4413 | Emergency Eye Wash | Emergency Eye Wash / Safety Shower | 6dcea7c8-d7e4-ed11-8847-000d3acb5309 | North Lake Senior Campu | 1658 | ACTIVE
MSA-DOES | PES4537 | PAC: Lighting System | PAC: | ffdaa8c7-d7e4-ed11-8847-0022489339ad | North Lake Senior Campu | 1658 | ACTIVE
MSA-DOES | PES4587 | PAC: Curtain | PAC: | ffdaa8c7-d7e4-ed11-8847-0022489339ad | North Lake Senior Campu | 1658 | ACTIVE
MSA-DOES | PES4616 | PAC: Audio System | PAC: | ffdaa8c7-d7e4-ed11-8847-0022489339ad | North Lake Senior Campu | 1658 | ACTIVE
MSA-DOES | PES4650 | PAC: Lighting Grid / Bar | PAC: | ffdaa8c7-d7e4-ed11-8847-0022489339ad | North Lake Senior Campu | 1658 | ACTIVE
MSA-DOES | PES4723 | Fire Hydrant | Fire Hydrant | f3daa8c7-d7e4-ed11-8847-0022489339ad | North Lake Senior Campu | 1658 | ACTIVE
MSA-DOES | PES5111 | Lighting Pole | Lighting Poles: External | 69cea7c8-d7e4-ed11-8847-000d3acb5309 | North Lake Senior Campu | 1658 | ACTIVE
MSA-DOES | PES5241 | Extraction: Dust | Extraction System: Saw Dust | 61cea7c8-d7e4-ed11-8847-000d3acb5309 | North Lake Senior Campu | 1658 | ACTIVE
MSA-DOES | PES5574 | Tempering Valve | Tempering Valve | 74cea7c8-d7e4-ed11-8847-000d3acb5309 | North Lake Senior Campu | 1658 | ACTIVE
MSA-DOES | PES5609 | Ga Appliance | Gas Appliance | 70cea7c8-d7e4-ed11-8847-000d3acb5309 | North Lake Senior Campu | 1658 | ACTIVE
MSA-DOES | PES5994 | Dangerou Good Safety Storage Cabinet | Dangerous Goods Safety Storage Cabinets | eedaa8c7-d7e4-ed11-8847-0022489339ad | North Lake Senior Campu | 1658 | ACTIVE
MSA-DOES | PES6269 | Air Conditioning: Split | Air Conditioning: Split | 86dcabc5-d7e4-ed11-8847-0022481170b3 | North Lake Senior Campu | 1658 | INACTIVE
MSA-DOES | PES6290 | Fall Protection System | Fall Protection System | 8cdcabc5-d7e4-ed11-8847-0022481170b3 | North Lake Senior Campu | 1658 | ACTIVE
MSA-DOES | PES6461 | Hot Water System: Ga & Electric | Hot Water Unit: Gas & Electric | d8a9f4c6-d7e4-ed11-8847-002248117628 | North Lake Senior Campu | 1658 | ACTIVE
MSA-DOES | PES6601 | Air Conditioning: Split - SSEN:BE | Air Conditioning: Split | 86dcabc5-d7e4-ed11-8847-0022481170b3 | North Lake Senior Campu | 1658 | ACTIVE
MSA-DOES | PES6728 | Compressor: | Air Compressor | d1a9f4c6-d7e4-ed11-8847-002248117628 | North Lake Senior Campu | 1658 | ACTIVE
MSA-DOES | PES6873 | Boiling/Chilled Water Unit | Drinking Water Unit: Boiling / Chilled | 57cea7c8-d7e4-ed11-8847-000d3acb5309 | North Lake Senior Campu | 1658 | ACTIVE
MSA-DOES | PES7034 | Design & Technology: Portable Ga Welding System | Design & Technology: Portable Gas Welding System | 8adcabc5-d7e4-ed11-8847-0022481170b3 | North Lake Senior Campu | 1658 | ACTIVE
MSA-DOES | PES6371 | Cancelled - it i a leased facility - we do not need any RM at thi site | Air Conditioning: Evaporative Cooler | d3a9f4c6-d7e4-ed11-8847-002248117628 | North Lake Senior Campu Fremantle Annexe | 10392 | INACTIVE
MSA-DOES | PES6470 | Residual Current Device / RCD | Residual Current Devices (RCD) | 73cea7c8-d7e4-ed11-8847-000d3acb5309 | North Lake Senior Campu Fremantle Annexe | 10392 | ACTIVE
MSA-DOES | PES6471 | Emergency & Exit Lighting | Emergency & Exit Lighting | 54cea7c8-d7e4-ed11-8847-000d3acb5309 | North Lake Senior Campu Fremantle Annexe | 10392 | ACTIVE
MSA-DOES | PES6472 | Fire Extinguisher | Fire Extinguisher | 63cea7c8-d7e4-ed11-8847-000d3acb5309 | North Lake Senior Campu Fremantle Annexe | 10392 | ACTIVE
MSA-DOES | PES6473 | Fire Blanket | Fire Blanket | f5daa8c7-d7e4-ed11-8847-0022489339ad | North Lake Senior Campu Fremantle Annexe | 10392 | ACTIVE
MSA-DOES | PES6474 | Testing & Tagging | Testing & Tagging | dba9f4c6-d7e4-ed11-8847-002248117628 | North Lake Senior Campu Fremantle Annexe | 10392 | ACTIVE
MSA-DOES | PES6482 | Air Conditioning: Split | Air Conditioning: Split | 86dcabc5-d7e4-ed11-8847-0022481170b3 | North Lake Senior Campu Fremantle Annexe | 10392 | ACTIVE
MSA-DOES | PES6483 | Fan: Ventilation Exhaust | Fan: Ventilation Exhaust | 88dcabc5-d7e4-ed11-8847-0022481170b3 | North Lake Senior Campu Fremantle Annexe | 10392 | ACTIVE
MSA-DOES | PES6578 | Door: Automatic | Door: Automatic | 4ecea7c8-d7e4-ed11-8847-000d3acb5309 | North Lake Senior Campu Fremantle Annexe | 10392 | ACTIVE
MSA-DOES | PES3009 | Fall Protection System | Fall Protection System | 8cdcabc5-d7e4-ed11-8847-0022481170b3 | North Mandurah Primary School | 1838 | ACTIVE
MSA-DOES | PES3010 | Testing & Tagging | Testing & Tagging | dba9f4c6-d7e4-ed11-8847-002248117628 | North Mandurah Primary School | 1838 | ACTIVE
MSA-DOES | PES3011 | Backflow Prevention Valve | Backflow Prevention Valve | e9daa8c7-d7e4-ed11-8847-0022489339ad | North Mandurah Primary School | 1838 | ACTIVE
MSA-DOES | PES3012 | Emergency & Exit Lighting | Emergency & Exit Lighting | 54cea7c8-d7e4-ed11-8847-000d3acb5309 | North Mandurah Primary School | 1838 | ACTIVE
MSA-DOES | PES3013 | Air Conditioning: Evaporative Cooler | Air Conditioning: Evaporative Cooler | d3a9f4c6-d7e4-ed11-8847-002248117628 | North Mandurah Primary School | 1838 | ACTIVE
MSA-DOES | PES3014 | Fire Break | Fire Break | 65cea7c8-d7e4-ed11-8847-000d3acb5309 | North Mandurah Primary School | 1838 | ACTIVE
MSA-DOES | PES3015 | Ga Space Heating | Gas Space Heating | 8fdcabc5-d7e4-ed11-8847-0022481170b3 | North Mandurah Primary School | 1838 | ACTIVE
MSA-DOES | PES3016 | Gutter, Downpipe & Roof | Gutters, Downpipes & Roofs | f8daa8c7-d7e4-ed11-8847-0022489339ad | North Mandurah Primary School | 1838 | ACTIVE
MSA-DOES | PES3017 | Play Ground Equipment Inc. Nature Play | Sport Court & Playground Equipment inc Natureplay | 92dcabc5-d7e4-ed11-8847-0022481170b3 | North Mandurah Primary School | 1838 | ACTIVE
MSA-DOES | PES3018 | Residual Current Device / RCD | Residual Current Devices (RCD) | 73cea7c8-d7e4-ed11-8847-000d3acb5309 | North Mandurah Primary School | 1838 | ACTIVE
MSA-DOES | PES3019 | Solar Panel | Solar Electric System | 6acea7c8-d7e4-ed11-8847-000d3acb5309 | North Mandurah Primary School | 1838 | ACTIVE
MSA-DOES | PES3020 | Pest Control | Pest Control | 68cea7c8-d7e4-ed11-8847-000d3acb5309 | North Mandurah Primary School | 1838 | ACTIVE
MSA-DOES | PES3021 | Fire Extinguisher | Fire Extinguisher | 63cea7c8-d7e4-ed11-8847-000d3acb5309 | North Mandurah Primary School | 1838 | ACTIVE
MSA-DOES | PES3022 | Fire Blanket | Fire Blanket | f5daa8c7-d7e4-ed11-8847-0022489339ad | North Mandurah Primary School | 1838 | ACTIVE
MSA-DOES | PES4981 | NO ASSETS ONSITEExternal Lighting Pole - Inspection & Reporting (inc Photo) | Lighting Poles: External | 69cea7c8-d7e4-ed11-8847-000d3acb5309 | North Mandurah Primary School | 1838 | INACTIVE
MSA-DOES | PES5523 | Effluent System | Sewerage Pumping Station | 55cea7c8-d7e4-ed11-8847-000d3acb5309 | North Mandurah Primary School | 1838 | ACTIVE
MSA-DOES | PES5533 | Thermostatic Mixing Valve | Thermostatic Mixing Valve | 12dba8c7-d7e4-ed11-8847-0022489339ad | North Mandurah Primary School | 1838 | ACTIVE
MSA-DOES | PES5534 | Emergency Eye Wash | Emergency Eye Wash / Safety Shower | 6dcea7c8-d7e4-ed11-8847-000d3acb5309 | North Mandurah Primary School | 1838 | ACTIVE
MSA-DOES | PES6151 | Hot Water System: Ga & Electric | Hot Water Unit: Gas & Electric | d8a9f4c6-d7e4-ed11-8847-002248117628 | North Mandurah Primary School | 1838 | ACTIVE
MSA-DOES | PES6806 | Boiling/Chilled Water Unit | Drinking Water Unit: Boiling / Chilled | 57cea7c8-d7e4-ed11-8847-000d3acb5309 | North Mandurah Primary School | 1838 | ACTIVE
MSA-DOES | PES3023 | Fall Protection System | Fall Protection System | 8cdcabc5-d7e4-ed11-8847-0022481170b3 | North Parmelia Primary School | 1816 | ACTIVE
MSA-DOES | PES3024 | Testing & Tagging | Testing & Tagging | dba9f4c6-d7e4-ed11-8847-002248117628 | North Parmelia Primary School | 1816 | ACTIVE
MSA-DOES | PES3025 | Backflow Prevention Valve | Backflow Prevention Valve | e9daa8c7-d7e4-ed11-8847-0022489339ad | North Parmelia Primary School | 1816 | ACTIVE
MSA-DOES | PES3026 | Emergency & Exit Lighting | Emergency & Exit Lighting | 54cea7c8-d7e4-ed11-8847-000d3acb5309 | North Parmelia Primary School | 1816 | ACTIVE
MSA-DOES | PES3027 | Air Conditioning: Evaporative Cooler | Air Conditioning: Evaporative Cooler | d3a9f4c6-d7e4-ed11-8847-002248117628 | North Parmelia Primary School | 1816 | ACTIVE
MSA-DOES | PES3028 | Fire Break | Fire Break | 65cea7c8-d7e4-ed11-8847-000d3acb5309 | North Parmelia Primary School | 1816 | ACTIVE
MSA-DOES | PES3029 | Ga Space Heating | Gas Space Heating | 8fdcabc5-d7e4-ed11-8847-0022481170b3 | North Parmelia Primary School | 1816 | ACTIVE
MSA-DOES | PES3030 | Gutter, Downpipe & Roof | Gutters, Downpipes & Roofs | f8daa8c7-d7e4-ed11-8847-0022489339ad | North Parmelia Primary School | 1816 | ACTIVE
MSA-DOES | PES3031 | Play Ground Equipment | Sport Court & Playground Equipment | 67cea7c8-d7e4-ed11-8847-000d3acb5309 | North Parmelia Primary School | 1816 | ACTIVE
MSA-DOES | PES3032 | Solar Panel | Solar Electric System | 6acea7c8-d7e4-ed11-8847-000d3acb5309 | North Parmelia Primary School | 1816 | ACTIVE
MSA-DOES | PES3033 | Residual Current Device / RCD | Residual Current Devices (RCD) | 73cea7c8-d7e4-ed11-8847-000d3acb5309 | North Parmelia Primary School | 1816 | ACTIVE
MSA-DOES | PES3034 | Pest Control | Pest Control | 68cea7c8-d7e4-ed11-8847-000d3acb5309 | North Parmelia Primary School | 1816 | ACTIVE
MSA-DOES | PES3035 | Fire Extinguisher | Fire Extinguisher | 63cea7c8-d7e4-ed11-8847-000d3acb5309 | North Parmelia Primary School | 1816 | ACTIVE
MSA-DOES | PES3036 | Fire Hydrant | Fire Hydrant | f3daa8c7-d7e4-ed11-8847-0022489339ad | North Parmelia Primary School | 1816 | ACTIVE
MSA-DOES | PES3037 | Fire Blanket | Fire Blanket | f5daa8c7-d7e4-ed11-8847-0022489339ad | North Parmelia Primary School | 1816 | ACTIVE
MSA-DOES | PES4724 | Fire Hydrant | Fire Hydrant | f3daa8c7-d7e4-ed11-8847-0022489339ad | North Parmelia Primary School | 1816 | ACTIVE
MSA-DOES | PES4846 | Emergency Eye Wash | Emergency Eye Wash / Safety Shower | 6dcea7c8-d7e4-ed11-8847-000d3acb5309 | North Parmelia Primary School | 1816 | ACTIVE
MSA-DOES | PES4847 | Thermostatic Mixing Valve | Thermostatic Mixing Valve | 12dba8c7-d7e4-ed11-8847-0022489339ad | North Parmelia Primary School | 1816 | ACTIVE
MSA-DOES | PES4982 | Lighting Pole | Lighting Poles: External | 69cea7c8-d7e4-ed11-8847-000d3acb5309 | North Parmelia Primary School | 1816 | ACTIVE
MSA-DOES | PES5437 | Tempering Valve | Tempering Valve | 74cea7c8-d7e4-ed11-8847-000d3acb5309 | North Parmelia Primary School | 1816 | ACTIVE
MSA-DOES | PES5526 | Fire Hydrant | Fire Hydrant | f3daa8c7-d7e4-ed11-8847-0022489339ad | North Parmelia Primary School | 1816 | ACTIVE
MSA-DOES | PES5828 | Ga Appliance | Gas Appliance | 70cea7c8-d7e4-ed11-8847-000d3acb5309 | North Parmelia Primary School | 1816 | ACTIVE
MSA-DOES | PES6298 | Hot Water System: Ga & Electric | Hot Water Unit: Gas & Electric | d8a9f4c6-d7e4-ed11-8847-002248117628 | North Parmelia Primary School | 1816 | ACTIVE
MSA-DOES | PES6686 | Boiling/Chilled Water Unit | Drinking Water Unit: Boiling / Chilled | 57cea7c8-d7e4-ed11-8847-000d3acb5309 | North Parmelia Primary School | 1816 | ACTIVE
MSA-DOES | PES5315 | Fire Break | Fire Break | 65cea7c8-d7e4-ed11-8847-000d3acb5309 | North Wellard Primary School(Vacant Lot) | 7473 | ACTIVE
MSA-DOES | PES5275 | Testing & Tagging | Testing & Tagging | dba9f4c6-d7e4-ed11-8847-002248117628 | OAKWOOD PRIMARY SCHOOL | 8622 | ACTIVE
MSA-DOES | PES5279 | Air Conditioning: Evaporative Cooler | Air Conditioning: Evaporative Cooler | d3a9f4c6-d7e4-ed11-8847-002248117628 | OAKWOOD PRIMARY SCHOOL | 8622 | ACTIVE
MSA-DOES | PES5283 | Emergency & Exit Lighting | Emergency & Exit Lighting | 54cea7c8-d7e4-ed11-8847-000d3acb5309 | OAKWOOD PRIMARY SCHOOL | 8622 | ACTIVE
MSA-DOES | PES5287 | Residual Current Device / RCD | Residual Current Devices (RCD) | 73cea7c8-d7e4-ed11-8847-000d3acb5309 | OAKWOOD PRIMARY SCHOOL | 8622 | ACTIVE
MSA-DOES | PES5291 | Backflow Prevention Valve | Backflow Prevention Valve | e9daa8c7-d7e4-ed11-8847-0022489339ad | OAKWOOD PRIMARY SCHOOL | 8622 | ACTIVE
MSA-DOES | PES5295 | Play Ground Equipment | Sport Court & Playground Equipment | 67cea7c8-d7e4-ed11-8847-000d3acb5309 | OAKWOOD PRIMARY SCHOOL | 8622 | ACTIVE
MSA-DOES | PES5299 | Fire Extinguisher | Fire Extinguisher | 63cea7c8-d7e4-ed11-8847-000d3acb5309 | OAKWOOD PRIMARY SCHOOL | 8622 | ACTIVE
MSA-DOES | PES5303 | Fire Blanket | Fire Blanket | f5daa8c7-d7e4-ed11-8847-0022489339ad | OAKWOOD PRIMARY SCHOOL | 8622 | ACTIVE
MSA-DOES | PES5307 | Fall Protection System | Fall Protection System | 8cdcabc5-d7e4-ed11-8847-0022481170b3 | OAKWOOD PRIMARY SCHOOL | 8622 | ACTIVE
MSA-DOES | PES5425 | Tempering Valve | Tempering Valve | 74cea7c8-d7e4-ed11-8847-000d3acb5309 | OAKWOOD PRIMARY SCHOOL | 8622 | ACTIVE
MSA-DOES | PES5426 | Thermostatic Mixing Valve | Thermostatic Mixing Valve | 12dba8c7-d7e4-ed11-8847-0022489339ad | OAKWOOD PRIMARY SCHOOL | 8622 | ACTIVE
MSA-DOES | PES5427 | Emergency Eye Wash | Emergency Eye Wash / Safety Shower | 6dcea7c8-d7e4-ed11-8847-000d3acb5309 | OAKWOOD PRIMARY SCHOOL | 8622 | ACTIVE
MSA-DOES | PES5735 | Grease Trap: | Grease Trap: | fadaa8c7-d7e4-ed11-8847-0022489339ad | OAKWOOD PRIMARY SCHOOL | 8622 | ACTIVE
MSA-DOES | PES5781 | Irrigation: Iron filtration | Irrigation: Iron filtration | fedaa8c7-d7e4-ed11-8847-0022489339ad | OAKWOOD PRIMARY SCHOOL | 8622 | ACTIVE
MSA-DOES | PES5811 | Solar Panel | Solar Electric System | 6acea7c8-d7e4-ed11-8847-000d3acb5309 | OAKWOOD PRIMARY SCHOOL | 8622 | ACTIVE
MSA-DOES | PES5823 | Ga Appliance | Gas Appliance | 70cea7c8-d7e4-ed11-8847-000d3acb5309 | OAKWOOD PRIMARY SCHOOL | 8622 | ACTIVE
MSA-DOES | PES5831 | Fire Hydrant | Fire Hydrant | f3daa8c7-d7e4-ed11-8847-0022489339ad | OAKWOOD PRIMARY SCHOOL | 8622 | ACTIVE
MSA-DOES | PES5832 | Fire Hydrant Booster Connection | Fire Hydrant Booster Connection | 5fcea7c8-d7e4-ed11-8847-000d3acb5309 | OAKWOOD PRIMARY SCHOOL | 8622 | ACTIVE
MSA-DOES | PES5833 | Fire Hydrant | Fire Hydrant | f3daa8c7-d7e4-ed11-8847-0022489339ad | OAKWOOD PRIMARY SCHOOL | 8622 | ACTIVE
MSA-DOES | PES6009 | Gutter, Downpipe & Roof | Gutters, Downpipes & Roofs | f8daa8c7-d7e4-ed11-8847-0022489339ad | OAKWOOD PRIMARY SCHOOL | 8622 | ACTIVE
MSA-DOES | PES6033 | Fire Water Storage Tank | Fire Water Storage Tank | 60cea7c8-d7e4-ed11-8847-000d3acb5309 | OAKWOOD PRIMARY SCHOOL | 8622 | ACTIVE
MSA-DOES | PES6034 | Fire Pump: Diesel | Fire Pump: Diesel | 00dba8c7-d7e4-ed11-8847-0022489339ad | OAKWOOD PRIMARY SCHOOL | 8622 | ACTIVE
MSA-DOES | PES6035 | Fire Pump: Electric | Fire Pump: Electric | 89dcabc5-d7e4-ed11-8847-0022481170b3 | OAKWOOD PRIMARY SCHOOL | 8622 | ACTIVE
MSA-DOES | PES6294 | Hot Water System: Ga & Electric | Hot Water Unit: Gas & Electric | d8a9f4c6-d7e4-ed11-8847-002248117628 | OAKWOOD PRIMARY SCHOOL | 8622 | ACTIVE
MSA-DOES | PES6662 | Boiling/Chilled Water Unit | Drinking Water Unit: Boiling / Chilled | 57cea7c8-d7e4-ed11-8847-000d3acb5309 | OAKWOOD PRIMARY SCHOOL | 8622 | ACTIVE
MSA-DOES | PES7202 | Fire Pump: Diesel | Fire Pump: Diesel | 00dba8c7-d7e4-ed11-8847-0022489339ad | OAKWOOD PRIMARY SCHOOL | 8622 | ACTIVE
MSA-DOES | PES3038 | Fall Protection System | Fall Protection System | 8cdcabc5-d7e4-ed11-8847-0022481170b3 | Oberthur Primary School | 1831 | ACTIVE
MSA-DOES | PES3039 | Testing & Tagging | Testing & Tagging | dba9f4c6-d7e4-ed11-8847-002248117628 | Oberthur Primary School | 1831 | ACTIVE
MSA-DOES | PES3040 | Play Ground Equipment | Sport Court & Playground Equipment | 67cea7c8-d7e4-ed11-8847-000d3acb5309 | Oberthur Primary School | 1831 | ACTIVE
MSA-DOES | PES3041 | Backflow Prevention Valve | Backflow Prevention Valve | e9daa8c7-d7e4-ed11-8847-0022489339ad | Oberthur Primary School | 1831 | ACTIVE
MSA-DOES | PES3042 | Emergency & Exit Lighting | Emergency & Exit Lighting | 54cea7c8-d7e4-ed11-8847-000d3acb5309 | Oberthur Primary School | 1831 | ACTIVE
MSA-DOES | PES3043 | Air Conditioning: Evaporative Cooler | Air Conditioning: Evaporative Cooler | d3a9f4c6-d7e4-ed11-8847-002248117628 | Oberthur Primary School | 1831 | ACTIVE
MSA-DOES | PES3044 | Ga Space Heating | Gas Space Heating | 8fdcabc5-d7e4-ed11-8847-0022481170b3 | Oberthur Primary School | 1831 | ACTIVE
MSA-DOES | PES3045 | Gutter, Downpipe & Roof | Gutters, Downpipes & Roofs | f8daa8c7-d7e4-ed11-8847-0022489339ad | Oberthur Primary School | 1831 | ACTIVE
MSA-DOES | PES3046 | Residual Current Device / RCD | Residual Current Devices (RCD) | 73cea7c8-d7e4-ed11-8847-000d3acb5309 | Oberthur Primary School | 1831 | ACTIVE
MSA-DOES | PES3047 | Solar Panel | Solar Electric System | 6acea7c8-d7e4-ed11-8847-000d3acb5309 | Oberthur Primary School | 1831 | ACTIVE
MSA-DOES | PES3048 | Pest Control | Pest Control | 68cea7c8-d7e4-ed11-8847-000d3acb5309 | Oberthur Primary School | 1831 | ACTIVE
MSA-DOES | PES3049 | Fire Extinguisher | Fire Extinguisher | 63cea7c8-d7e4-ed11-8847-000d3acb5309 | Oberthur Primary School | 1831 | ACTIVE
MSA-DOES | PES3050 | Fire Blanket | Fire Blanket | f5daa8c7-d7e4-ed11-8847-0022489339ad | Oberthur Primary School | 1831 | ACTIVE
MSA-DOES | PES4339 | Thermostatic Mixing Valve | Thermostatic Mixing Valve | 12dba8c7-d7e4-ed11-8847-0022489339ad | Oberthur Primary School | 1831 | ACTIVE
MSA-DOES | PES4855 | Emergency Eye Wash | Emergency Eye Wash / Safety Shower | 6dcea7c8-d7e4-ed11-8847-000d3acb5309 | Oberthur Primary School | 1831 | ACTIVE
MSA-DOES | PES5112 | Lighting Pole | Lighting Poles: External | 69cea7c8-d7e4-ed11-8847-000d3acb5309 | Oberthur Primary School | 1831 | ACTIVE
MSA-DOES | PES5448 | Tempering Valve | Tempering Valve | 74cea7c8-d7e4-ed11-8847-000d3acb5309 | Oberthur Primary School | 1831 | ACTIVE
MSA-DOES | PES6156 | Hot Water System: Ga & Electric | Hot Water Unit: Gas & Electric | d8a9f4c6-d7e4-ed11-8847-002248117628 | Oberthur Primary School | 1831 | ACTIVE
MSA-DOES | PES6988 | Boiling/Chilled Water Unit | Drinking Water Unit: Boiling / Chilled | 57cea7c8-d7e4-ed11-8847-000d3acb5309 | Oberthur Primary School | 1831 | ACTIVE
MSA-DOES | PES6195 | Fire Break: | Fire Break | 65cea7c8-d7e4-ed11-8847-000d3acb5309 | Ocean Hill Primary School Site | 10296 | ACTIVE
MSA-DOES | PES3830 | Fall Protection System | Fall Protection System | 8cdcabc5-d7e4-ed11-8847-0022481170b3 | Old Wattle Grove Primary School | 2560 | ACTIVE
MSA-DOES | PES3831 | INACTIVE NO VALVES ON SITE - Backflow Prevention Valve - Inspection, Report and Certification | Backflow Prevention Valve | e9daa8c7-d7e4-ed11-8847-0022489339ad | Old Wattle Grove Primary School | 2560 | INACTIVE
MSA-DOES | PES3832 | Effluent System | Sewerage Pumping Station | 55cea7c8-d7e4-ed11-8847-000d3acb5309 | Old Wattle Grove Primary School | 2560 | ACTIVE
MSA-DOES | PES3833 | Air Conditioning: Evaporative Cooler | Air Conditioning: Evaporative Cooler | d3a9f4c6-d7e4-ed11-8847-002248117628 | Old Wattle Grove Primary School | 2560 | ACTIVE
MSA-DOES | PES3834 | SITE VACANT NOT REQUIRED-Ga Space Heating - Inspection, Service & Report | Gas Space Heating | 8fdcabc5-d7e4-ed11-8847-0022481170b3 | Old Wattle Grove Primary School | 2560 | INACTIVE
MSA-DOES | PES3835 | Gutter, Downpipe & Roof | Gutters, Downpipes & Roofs | f8daa8c7-d7e4-ed11-8847-0022489339ad | Old Wattle Grove Primary School | 2560 | ACTIVE
MSA-DOES | PES3836 | Pest Control | Pest Control | 68cea7c8-d7e4-ed11-8847-000d3acb5309 | Old Wattle Grove Primary School | 2560 | ACTIVE
MSA-DOES | PES5813 | Residual Current Device / RCD | Residual Current Devices (RCD) | 73cea7c8-d7e4-ed11-8847-000d3acb5309 | Old Wattle Grove Primary School | 2560 | ACTIVE
MSA-DOES | PES5814 | Emergency & Exit Lighting | Emergency & Exit Lighting | 54cea7c8-d7e4-ed11-8847-000d3acb5309 | Old Wattle Grove Primary School | 2560 | ACTIVE
MSA-DOES | PES6824 | Testing & Tagging | Testing & Tagging | dba9f4c6-d7e4-ed11-8847-002248117628 | Old Wattle Grove Primary School | 2560 | ACTIVE
MSA-DOES | PES6825 | Fire Extinguisher | Fire Extinguisher | 63cea7c8-d7e4-ed11-8847-000d3acb5309 | Old Wattle Grove Primary School | 2560 | ACTIVE
MSA-DOES | PES6826 | Fire Blanket | Fire Blanket | f5daa8c7-d7e4-ed11-8847-0022489339ad | Old Wattle Grove Primary School | 2560 | ACTIVE
MSA-DOES | PES6827 | Hot Water System: Ga & Electric | Hot Water Unit: Gas & Electric | d8a9f4c6-d7e4-ed11-8847-002248117628 | Old Wattle Grove Primary School | 2560 | ACTIVE
MSA-DOES | PES6980 | Boiling/Chilled Water Unit | Drinking Water Unit: Boiling / Chilled | 57cea7c8-d7e4-ed11-8847-000d3acb5309 | Old Wattle Grove Primary School | 2560 | ACTIVE
MSA-DOES | PES6990 | SITE VACANT NOT REQUIRED-Ga Space Heating - Inspection, Service & Report | Gas Space Heating | 8fdcabc5-d7e4-ed11-8847-0022481170b3 | Old Wattle Grove Primary School | 2560 | DRAFT
MSA-DOES | PES6991 | Ga Space Heating | Gas Space Heating | 8fdcabc5-d7e4-ed11-8847-0022481170b3 | Old Wattle Grove Primary School | 2560 | INACTIVE
MSA-DOES | PES3051 | Fall Protection System | Fall Protection System | 8cdcabc5-d7e4-ed11-8847-0022481170b3 | Orange Grove Primary School | 2545 | ACTIVE
MSA-DOES | PES3052 | Testing & Tagging | Testing & Tagging | dba9f4c6-d7e4-ed11-8847-002248117628 | Orange Grove Primary School | 2545 | ACTIVE
MSA-DOES | PES3053 | Emergency & Exit Lighting | Emergency & Exit Lighting | 54cea7c8-d7e4-ed11-8847-000d3acb5309 | Orange Grove Primary School | 2545 | ACTIVE
MSA-DOES | PES3054 | Air Conditioning: Evaporative Cooler | Air Conditioning: Evaporative Cooler | d3a9f4c6-d7e4-ed11-8847-002248117628 | Orange Grove Primary School | 2545 | ACTIVE
MSA-DOES | PES3055 | Fire Break | Fire Break | 65cea7c8-d7e4-ed11-8847-000d3acb5309 | Orange Grove Primary School | 2545 | ACTIVE
MSA-DOES | PES3056 | Ga Space Heating | Gas Space Heating | 8fdcabc5-d7e4-ed11-8847-0022481170b3 | Orange Grove Primary School | 2545 | ACTIVE
MSA-DOES | PES3057 | Gutter, Downpipe & Roof | Gutters, Downpipes & Roofs | f8daa8c7-d7e4-ed11-8847-0022489339ad | Orange Grove Primary School | 2545 | ACTIVE
MSA-DOES | PES3058 | Play Ground Equipment Inc. Nature Play | Sport Court & Playground Equipment inc Natureplay | 92dcabc5-d7e4-ed11-8847-0022481170b3 | Orange Grove Primary School | 2545 | ACTIVE
MSA-DOES | PES3059 | Residual Current Device / RCD | Residual Current Devices (RCD) | 73cea7c8-d7e4-ed11-8847-000d3acb5309 | Orange Grove Primary School | 2545 | ACTIVE
MSA-DOES | PES3060 | Pest Control | Pest Control | 68cea7c8-d7e4-ed11-8847-000d3acb5309 | Orange Grove Primary School | 2545 | ACTIVE
MSA-DOES | PES3061 | Fire Extinguisher | Fire Extinguisher | 63cea7c8-d7e4-ed11-8847-000d3acb5309 | Orange Grove Primary School | 2545 | ACTIVE
MSA-DOES | PES3062 | Fire Blanket | Fire Blanket | f5daa8c7-d7e4-ed11-8847-0022489339ad | Orange Grove Primary School | 2545 | ACTIVE
MSA-DOES | PES4169 | Solar Panel | Solar Electric System | 6acea7c8-d7e4-ed11-8847-000d3acb5309 | Orange Grove Primary School | 2545 | ACTIVE
MSA-DOES | PES4785 | Thermostatic Mixing Valve | Thermostatic Mixing Valve | 12dba8c7-d7e4-ed11-8847-0022489339ad | Orange Grove Primary School | 2545 | ACTIVE
MSA-DOES | PES4983 | Lighting Pole | Lighting Poles: External | 69cea7c8-d7e4-ed11-8847-000d3acb5309 | Orange Grove Primary School | 2545 | ACTIVE
MSA-DOES | PES5395 | Tempering Valve | Tempering Valve | 74cea7c8-d7e4-ed11-8847-000d3acb5309 | Orange Grove Primary School | 2545 | ACTIVE
MSA-DOES | PES5704 | INACTIVE NO ASSETS ONSITE-Ga Appliance - Inspection, Testing & Report | Gas Appliance | 70cea7c8-d7e4-ed11-8847-000d3acb5309 | Orange Grove Primary School | 2545 | INACTIVE
MSA-DOES | PES6077 | Backflow Prevention Valve | Backflow Prevention Valve | e9daa8c7-d7e4-ed11-8847-0022489339ad | Orange Grove Primary School | 2545 | ACTIVE
MSA-DOES | PES6571 | Boiling/Chilled Water Unit | Drinking Water Unit: Boiling / Chilled | 57cea7c8-d7e4-ed11-8847-000d3acb5309 | Orange Grove Primary School | 2545 | ACTIVE
MSA-DOES | PES6572 | Hot Water System: Ga & Electric | Hot Water Unit: Gas & Electric | d8a9f4c6-d7e4-ed11-8847-002248117628 | Orange Grove Primary School | 2545 | ACTIVE
MSA-DOES | PES3063 | Fall Protection System | Fall Protection System | 8cdcabc5-d7e4-ed11-8847-0022481170b3 | Orelia Primary School | 1811 | ACTIVE
MSA-DOES | PES3064 | Testing & Tagging | Testing & Tagging | dba9f4c6-d7e4-ed11-8847-002248117628 | Orelia Primary School | 1811 | ACTIVE
MSA-DOES | PES3065 | Backflow Prevention Valve | Backflow Prevention Valve | e9daa8c7-d7e4-ed11-8847-0022489339ad | Orelia Primary School | 1811 | ACTIVE
MSA-DOES | PES3066 | Emergency & Exit Lighting | Emergency & Exit Lighting | 54cea7c8-d7e4-ed11-8847-000d3acb5309 | Orelia Primary School | 1811 | ACTIVE
MSA-DOES | PES3067 | Air Conditioning: Evaporative Cooler | Air Conditioning: Evaporative Cooler | d3a9f4c6-d7e4-ed11-8847-002248117628 | Orelia Primary School | 1811 | ACTIVE
MSA-DOES | PES3068 | Fire Break | Fire Break | 65cea7c8-d7e4-ed11-8847-000d3acb5309 | Orelia Primary School | 1811 | ACTIVE
MSA-DOES | PES3069 | Ga Space Heating | Gas Space Heating | 8fdcabc5-d7e4-ed11-8847-0022481170b3 | Orelia Primary School | 1811 | ACTIVE
MSA-DOES | PES3070 | Gutter, Downpipe & Roof | Gutters, Downpipes & Roofs | f8daa8c7-d7e4-ed11-8847-0022489339ad | Orelia Primary School | 1811 | ACTIVE
MSA-DOES | PES3071 | Play Ground Equipment | Sport Court & Playground Equipment | 67cea7c8-d7e4-ed11-8847-000d3acb5309 | Orelia Primary School | 1811 | ACTIVE
MSA-DOES | PES3072 | Residual Current Device / RCD | Residual Current Devices (RCD) | 73cea7c8-d7e4-ed11-8847-000d3acb5309 | Orelia Primary School | 1811 | ACTIVE
MSA-DOES | PES3073 | Pest Control | Pest Control | 68cea7c8-d7e4-ed11-8847-000d3acb5309 | Orelia Primary School | 1811 | ACTIVE
MSA-DOES | PES3074 | Fire Extinguisher | Fire Extinguisher | 63cea7c8-d7e4-ed11-8847-000d3acb5309 | Orelia Primary School | 1811 | ACTIVE
MSA-DOES | PES3075 | Fire Hydrant | Fire Hydrant | f3daa8c7-d7e4-ed11-8847-0022489339ad | Orelia Primary School | 1811 | ACTIVE
MSA-DOES | PES3076 | Fire Blanket | Fire Blanket | f5daa8c7-d7e4-ed11-8847-0022489339ad | Orelia Primary School | 1811 | ACTIVE
MSA-DOES | PES3077 | Fire Hydrant | Fire Hydrant | f3daa8c7-d7e4-ed11-8847-0022489339ad | Orelia Primary School | 1811 | ACTIVE
MSA-DOES | PES4433 | Emergency Eye Wash | Emergency Eye Wash / Safety Shower | 6dcea7c8-d7e4-ed11-8847-000d3acb5309 | Orelia Primary School | 1811 | ACTIVE
MSA-DOES | PES4440 | Thermostatic Mixing Valve | Thermostatic Mixing Valve | 12dba8c7-d7e4-ed11-8847-0022489339ad | Orelia Primary School | 1811 | ACTIVE
MSA-DOES | PES4984 | Lighting Pole | Lighting Poles: External | 69cea7c8-d7e4-ed11-8847-000d3acb5309 | Orelia Primary School | 1811 | ACTIVE
MSA-DOES | PES5204 | Tempering Valve | Tempering Valve | 74cea7c8-d7e4-ed11-8847-000d3acb5309 | Orelia Primary School | 1811 | ACTIVE
MSA-DOES | PES5435 | Fire Hydrant | Fire Hydrant | f3daa8c7-d7e4-ed11-8847-0022489339ad | Orelia Primary School | 1811 | ACTIVE
MSA-DOES | PES5937 | Ga Appliance | Gas Appliance | 70cea7c8-d7e4-ed11-8847-000d3acb5309 | Orelia Primary School | 1811 | ACTIVE
MSA-DOES | PES6531 | Hot Water System: Ga & Electric | Hot Water Unit: Gas & Electric | d8a9f4c6-d7e4-ed11-8847-002248117628 | Orelia Primary School | 1811 | ACTIVE
MSA-DOES | PES6961 | Boiling/Chilled Water Unit | Drinking Water Unit: Boiling / Chilled | 57cea7c8-d7e4-ed11-8847-000d3acb5309 | Orelia Primary School | 1811 | ACTIVE
MSA-DOES | PES3078 | INACTIVE-Testing & Tagging - Portable Electrical Equipment | Testing & Tagging | dba9f4c6-d7e4-ed11-8847-002248117628 | Palmyra Pre Primary School | 1870 | INACTIVE
MSA-DOES | PES3079 | INACTIVE COVERED ON PS -Gutter - Inspection & Cleaning | Gutters, Downpipes & Roofs | f8daa8c7-d7e4-ed11-8847-0022489339ad | Palmyra Pre Primary School | 1870 | INACTIVE
MSA-DOES | PES3080 | INACTIVE NO LONGER MANAGER BY PFM-Play Ground Equipment - Inspection, Service & Report | Sport Court & Playground Equipment | 67cea7c8-d7e4-ed11-8847-000d3acb5309 | Palmyra Pre Primary School | 1870 | INACTIVE
MSA-DOES | PES4273 | Fall Protection System - Inspection, Test & Re-Certification - NO EQUIPMENT ON SITE | Fall Protection System | 8cdcabc5-d7e4-ed11-8847-0022481170b3 | Palmyra Pre Primary School | 1870 | INACTIVE
MSA-DOES | PES3081 | Fall Protection System | Fall Protection System | 8cdcabc5-d7e4-ed11-8847-0022481170b3 | Palmyra Primary School | 1778 | ACTIVE
MSA-DOES | PES3082 | Testing & Tagging | Testing & Tagging | dba9f4c6-d7e4-ed11-8847-002248117628 | Palmyra Primary School | 1778 | ACTIVE
MSA-DOES | PES3083 | Backflow Prevention Valve | Backflow Prevention Valve | e9daa8c7-d7e4-ed11-8847-0022489339ad | Palmyra Primary School | 1778 | ACTIVE
MSA-DOES | PES3084 | Ga Space Heating | Gas Space Heating | 8fdcabc5-d7e4-ed11-8847-0022481170b3 | Palmyra Primary School | 1778 | ACTIVE
MSA-DOES | PES3085 | Gutter, Downpipe & Roof | Gutters, Downpipes & Roofs | f8daa8c7-d7e4-ed11-8847-0022489339ad | Palmyra Primary School | 1778 | ACTIVE
MSA-DOES | PES3086 | Residual Current Device / RCD | Residual Current Devices (RCD) | 73cea7c8-d7e4-ed11-8847-000d3acb5309 | Palmyra Primary School | 1778 | ACTIVE
MSA-DOES | PES3087 | Play Ground Equipment | Sport Court & Playground Equipment | 67cea7c8-d7e4-ed11-8847-000d3acb5309 | Palmyra Primary School | 1778 | ACTIVE
MSA-DOES | PES3088 | Emergency & Exit Lighting | Emergency & Exit Lighting | 54cea7c8-d7e4-ed11-8847-000d3acb5309 | Palmyra Primary School | 1778 | ACTIVE
MSA-DOES | PES3089 | Air Conditioning: Evaporative Cooler | Air Conditioning: Evaporative Cooler | d3a9f4c6-d7e4-ed11-8847-002248117628 | Palmyra Primary School | 1778 | ACTIVE
MSA-DOES | PES3090 | Pest Control | Pest Control | 68cea7c8-d7e4-ed11-8847-000d3acb5309 | Palmyra Primary School | 1778 | ACTIVE
MSA-DOES | PES3091 | Fire Extinguisher | Fire Extinguisher | 63cea7c8-d7e4-ed11-8847-000d3acb5309 | Palmyra Primary School | 1778 | ACTIVE
MSA-DOES | PES3092 | Fire Blanket | Fire Blanket | f5daa8c7-d7e4-ed11-8847-0022489339ad | Palmyra Primary School | 1778 | ACTIVE
MSA-DOES | PES4170 | Solar Panel | Solar Electric System | 6acea7c8-d7e4-ed11-8847-000d3acb5309 | Palmyra Primary School | 1778 | ACTIVE
MSA-DOES | PES4378 | Thermostatic Mixing Valve | Thermostatic Mixing Valve | 12dba8c7-d7e4-ed11-8847-0022489339ad | Palmyra Primary School | 1778 | ACTIVE
MSA-DOES | PES4925 | Emergency Eye Wash | Emergency Eye Wash / Safety Shower | 6dcea7c8-d7e4-ed11-8847-000d3acb5309 | Palmyra Primary School | 1778 | ACTIVE
MSA-DOES | PES5153 | Lighting Pole | Lighting Poles: External | 69cea7c8-d7e4-ed11-8847-000d3acb5309 | Palmyra Primary School | 1778 | ACTIVE
MSA-DOES | PES5197 | Tempering Valve | Tempering Valve | 74cea7c8-d7e4-ed11-8847-000d3acb5309 | Palmyra Primary School | 1778 | ACTIVE
MSA-DOES | PES6264 | Hot Water System: Ga & Electric | Hot Water Unit: Gas & Electric | d8a9f4c6-d7e4-ed11-8847-002248117628 | Palmyra Primary School | 1778 | ACTIVE
MSA-DOES | PES6863 | Boiling/Chilled Water Unit | Drinking Water Unit: Boiling / Chilled | 57cea7c8-d7e4-ed11-8847-000d3acb5309 | Palmyra Primary School | 1778 | ACTIVE
MSA-DOES | PES3093 | Fall Protection System | Fall Protection System | 8cdcabc5-d7e4-ed11-8847-0022481170b3 | Parkwood Primary School | 2587 | ACTIVE
MSA-DOES | PES3094 | Play Ground Equipment | Sport Court & Playground Equipment | 67cea7c8-d7e4-ed11-8847-000d3acb5309 | Parkwood Primary School | 2587 | ACTIVE
MSA-DOES | PES3095 | Emergency & Exit Lighting | Emergency & Exit Lighting | 54cea7c8-d7e4-ed11-8847-000d3acb5309 | Parkwood Primary School | 2587 | ACTIVE
MSA-DOES | PES3096 | Air Conditioning: Evaporative Cooler | Air Conditioning: Evaporative Cooler | d3a9f4c6-d7e4-ed11-8847-002248117628 | Parkwood Primary School | 2587 | ACTIVE
MSA-DOES | PES3097 | Ga Space Heating | Gas Space Heating | 8fdcabc5-d7e4-ed11-8847-0022481170b3 | Parkwood Primary School | 2587 | ACTIVE
MSA-DOES | PES3098 | Gutter, Downpipe & Roof | Gutters, Downpipes & Roofs | f8daa8c7-d7e4-ed11-8847-0022489339ad | Parkwood Primary School | 2587 | ACTIVE
MSA-DOES | PES3099 | Residual Current Device / RCD | Residual Current Devices (RCD) | 73cea7c8-d7e4-ed11-8847-000d3acb5309 | Parkwood Primary School | 2587 | ACTIVE
MSA-DOES | PES3100 | Testing & Tagging | Testing & Tagging | dba9f4c6-d7e4-ed11-8847-002248117628 | Parkwood Primary School | 2587 | ACTIVE
MSA-DOES | PES3101 | Pest Control | Pest Control | 68cea7c8-d7e4-ed11-8847-000d3acb5309 | Parkwood Primary School | 2587 | ACTIVE
MSA-DOES | PES3102 | Fire Extinguisher | Fire Extinguisher | 63cea7c8-d7e4-ed11-8847-000d3acb5309 | Parkwood Primary School | 2587 | ACTIVE
MSA-DOES | PES3103 | Fire Blanket | Fire Blanket | f5daa8c7-d7e4-ed11-8847-0022489339ad | Parkwood Primary School | 2587 | ACTIVE
MSA-DOES | PES4171 | Solar Panel | Solar Electric System | 6acea7c8-d7e4-ed11-8847-000d3acb5309 | Parkwood Primary School | 2587 | ACTIVE
MSA-DOES | PES4786 | Tempering Valve | Tempering Valve | 74cea7c8-d7e4-ed11-8847-000d3acb5309 | Parkwood Primary School | 2587 | ACTIVE
MSA-DOES | PES4849 | Fire Hydrant | Fire Hydrant | f3daa8c7-d7e4-ed11-8847-0022489339ad | Parkwood Primary School | 2587 | ACTIVE
MSA-DOES | PES4850 | Fire Hydrant | Fire Hydrant | f3daa8c7-d7e4-ed11-8847-0022489339ad | Parkwood Primary School | 2587 | ACTIVE
MSA-DOES | PES5113 | INACTIVE NO ASSETS ONSITE-External Lighting Pole - Inspection & Reporting (inc Photo) | Lighting Poles: External | 69cea7c8-d7e4-ed11-8847-000d3acb5309 | Parkwood Primary School | 2587 | INACTIVE
MSA-DOES | PES5705 | Ga Appliance | Gas Appliance | 70cea7c8-d7e4-ed11-8847-000d3acb5309 | Parkwood Primary School | 2587 | ACTIVE
MSA-DOES | PES5853 | Fire Hydrant | Fire Hydrant | f3daa8c7-d7e4-ed11-8847-0022489339ad | Parkwood Primary School | 2587 | ACTIVE
MSA-DOES | PES6576 | Boiling/Chilled Water Unit | Drinking Water Unit: Boiling / Chilled | 57cea7c8-d7e4-ed11-8847-000d3acb5309 | Parkwood Primary School | 2587 | ACTIVE
MSA-DOES | PES6928 | Hot Water System: Ga & Electric | Hot Water Unit: Gas & Electric | d8a9f4c6-d7e4-ed11-8847-002248117628 | Parkwood Primary School | 2587 | ACTIVE
MSA-DOES | PES7183 | Fire Hydrant Booster Connection | Fire Hydrant Booster Connection | 5fcea7c8-d7e4-ed11-8847-000d3acb5309 | Parkwood Primary School | 2587 | INACTIVE
MSA-DOES | PES3104 | Fall Protection System | Fall Protection System | 8cdcabc5-d7e4-ed11-8847-0022481170b3 | Phoenix Primary School | 1824 | ACTIVE
MSA-DOES | PES3105 | Testing & Tagging | Testing & Tagging | dba9f4c6-d7e4-ed11-8847-002248117628 | Phoenix Primary School | 1824 | ACTIVE
MSA-DOES | PES3106 | Backflow Prevention Valve | Backflow Prevention Valve | e9daa8c7-d7e4-ed11-8847-0022489339ad | Phoenix Primary School | 1824 | ACTIVE
MSA-DOES | PES3107 | Emergency & Exit Lighting | Emergency & Exit Lighting | 54cea7c8-d7e4-ed11-8847-000d3acb5309 | Phoenix Primary School | 1824 | ACTIVE
MSA-DOES | PES3108 | Air Conditioning: Evaporative Cooler | Air Conditioning: Evaporative Cooler | d3a9f4c6-d7e4-ed11-8847-002248117628 | Phoenix Primary School | 1824 | ACTIVE
MSA-DOES | PES3109 | Ga Space Heating | Gas Space Heating | 8fdcabc5-d7e4-ed11-8847-0022481170b3 | Phoenix Primary School | 1824 | ACTIVE
MSA-DOES | PES3110 | Gutter, Downpipe & Roof | Gutters, Downpipes & Roofs | f8daa8c7-d7e4-ed11-8847-0022489339ad | Phoenix Primary School | 1824 | ACTIVE
MSA-DOES | PES3111 | Play Ground Equipment | Sport Court & Playground Equipment | 67cea7c8-d7e4-ed11-8847-000d3acb5309 | Phoenix Primary School | 1824 | ACTIVE
MSA-DOES | PES3112 | Residual Current Device / RCD | Residual Current Devices (RCD) | 73cea7c8-d7e4-ed11-8847-000d3acb5309 | Phoenix Primary School | 1824 | ACTIVE
MSA-DOES | PES3113 | Pest Control | Pest Control | 68cea7c8-d7e4-ed11-8847-000d3acb5309 | Phoenix Primary School | 1824 | ACTIVE
MSA-DOES | PES3114 | Fire Extinguisher | Fire Extinguisher | 63cea7c8-d7e4-ed11-8847-000d3acb5309 | Phoenix Primary School | 1824 | ACTIVE
MSA-DOES | PES3115 | Fire Blanket | Fire Blanket | f5daa8c7-d7e4-ed11-8847-0022489339ad | Phoenix Primary School | 1824 | ACTIVE
MSA-DOES | PES4172 | Solar Panel | Solar Electric System | 6acea7c8-d7e4-ed11-8847-000d3acb5309 | Phoenix Primary School | 1824 | ACTIVE
MSA-DOES | PES4406 | Thermostatic Mixing Valve | Thermostatic Mixing Valve | 12dba8c7-d7e4-ed11-8847-0022489339ad | Phoenix Primary School | 1824 | ACTIVE
MSA-DOES | PES4422 | Emergency Eye Wash | Emergency Eye Wash / Safety Shower | 6dcea7c8-d7e4-ed11-8847-000d3acb5309 | Phoenix Primary School | 1824 | ACTIVE
MSA-DOES | PES5154 | Lighting Pole | Lighting Poles: External | 69cea7c8-d7e4-ed11-8847-000d3acb5309 | Phoenix Primary School | 1824 | ACTIVE
MSA-DOES | PES5602 | Ga Appliance | Gas Appliance | 70cea7c8-d7e4-ed11-8847-000d3acb5309 | Phoenix Primary School | 1824 | ACTIVE
MSA-DOES | PES5909 | Tempering Valve | Tempering Valve | 74cea7c8-d7e4-ed11-8847-000d3acb5309 | Phoenix Primary School | 1824 | ACTIVE
MSA-DOES | PES6462 | Hot Water System: Ga & Electric | Hot Water Unit: Gas & Electric | d8a9f4c6-d7e4-ed11-8847-002248117628 | Phoenix Primary School | 1824 | ACTIVE
MSA-DOES | PES6847 | Effluent System | Sewerage Pumping Station | 55cea7c8-d7e4-ed11-8847-000d3acb5309 | Phoenix Primary School | 1824 | ACTIVE
MSA-DOES | PES6881 | Boiling/Chilled Water Unit | Drinking Water Unit: Boiling / Chilled | 57cea7c8-d7e4-ed11-8847-000d3acb5309 | Phoenix Primary School | 1824 | ACTIVE
MSA-DOES | PES3116 | Backflow Prevention Valve | Backflow Prevention Valve | e9daa8c7-d7e4-ed11-8847-0022489339ad | Piara Water Primary School | 8765 | ACTIVE
MSA-DOES | PES3117 | Play Ground Equipment Inc. Nature Play | Sport Court & Playground Equipment inc Natureplay | 92dcabc5-d7e4-ed11-8847-0022481170b3 | Piara Water Primary School | 8765 | ACTIVE
MSA-DOES | PES3118 | Emergency & Exit Lighting | Emergency & Exit Lighting | 54cea7c8-d7e4-ed11-8847-000d3acb5309 | Piara Water Primary School | 8765 | ACTIVE
MSA-DOES | PES3119 | Residual Current Device / RCD | Residual Current Devices (RCD) | 73cea7c8-d7e4-ed11-8847-000d3acb5309 | Piara Water Primary School | 8765 | ACTIVE
MSA-DOES | PES3120 | Testing & Tagging | Testing & Tagging | dba9f4c6-d7e4-ed11-8847-002248117628 | Piara Water Primary School | 8765 | ACTIVE
MSA-DOES | PES3121 | INACTIVE AS PER MARIO RAPANARO REQUEST-Termite Inspection | Pest Control | 68cea7c8-d7e4-ed11-8847-000d3acb5309 | Piara Water Primary School | 8765 | INACTIVE
MSA-DOES | PES4087 | Air Conditioning: Evaporative Cooler | Air Conditioning: Evaporative Cooler | d3a9f4c6-d7e4-ed11-8847-002248117628 | Piara Water Primary School | 8765 | ACTIVE
MSA-DOES | PES4173 | Solar Panel | Solar Electric System | 6acea7c8-d7e4-ed11-8847-000d3acb5309 | Piara Water Primary School | 8765 | ACTIVE
MSA-DOES | PES4239 | Fire Hydrant | Fire Hydrant | f3daa8c7-d7e4-ed11-8847-0022489339ad | Piara Water Primary School | 8765 | ACTIVE
MSA-DOES | PES4240 | Fire Extinguisher | Fire Extinguisher | 63cea7c8-d7e4-ed11-8847-000d3acb5309 | Piara Water Primary School | 8765 | ACTIVE
MSA-DOES | PES4241 | Fire Blanket | Fire Blanket | f5daa8c7-d7e4-ed11-8847-0022489339ad | Piara Water Primary School | 8765 | ACTIVE
MSA-DOES | PES4274 | Fall Protection System | Fall Protection System | 8cdcabc5-d7e4-ed11-8847-0022481170b3 | Piara Water Primary School | 8765 | ACTIVE
MSA-DOES | PES4494 | Thermostatic Mixing Valve | Thermostatic Mixing Valve | 12dba8c7-d7e4-ed11-8847-0022489339ad | Piara Water Primary School | 8765 | ACTIVE
MSA-DOES | PES4725 | Fire Hydrant | Fire Hydrant | f3daa8c7-d7e4-ed11-8847-0022489339ad | Piara Water Primary School | 8765 | ACTIVE
MSA-DOES | PES4985 | Lighting Pole | Lighting Poles: External | 69cea7c8-d7e4-ed11-8847-000d3acb5309 | Piara Water Primary School | 8765 | ACTIVE
MSA-DOES | PES5254 | Tempering Valve | Tempering Valve | 74cea7c8-d7e4-ed11-8847-000d3acb5309 | Piara Water Primary School | 8765 | ACTIVE
MSA-DOES | PES5458 | Fire Hydrant | Fire Hydrant | f3daa8c7-d7e4-ed11-8847-0022489339ad | Piara Water Primary School | 8765 | ACTIVE
MSA-DOES | PES5631 | Ga Appliance | Gas Appliance | 70cea7c8-d7e4-ed11-8847-000d3acb5309 | Piara Water Primary School | 8765 | ACTIVE
MSA-DOES | PES5776 | NOT USED - Grease Trap: | Grease Trap: | fadaa8c7-d7e4-ed11-8847-0022489339ad | Piara Water Primary School | 8765 | INACTIVE
MSA-DOES | PES6620 | Hot Water System: Ga & Electric | Hot Water Unit: Gas & Electric | d8a9f4c6-d7e4-ed11-8847-002248117628 | Piara Water Primary School | 8765 | ACTIVE
MSA-DOES | PES6639 | Gutter, Downpipe & Roof | Gutters, Downpipes & Roofs | f8daa8c7-d7e4-ed11-8847-0022489339ad | Piara Water Primary School | 8765 | ACTIVE
MSA-DOES | PES7005 | Boiling/Chilled Water Unit | Drinking Water Unit: Boiling / Chilled | 57cea7c8-d7e4-ed11-8847-000d3acb5309 | Piara Water Primary School | 8765 | ACTIVE
MSA-DOES | PES7187 | Effluent System | Sewerage Pumping Station | 55cea7c8-d7e4-ed11-8847-000d3acb5309 | Piara Water Primary School | 8765 | ACTIVE
MSA-DOES | PES3122 | Fall Protection System | Fall Protection System | 8cdcabc5-d7e4-ed11-8847-0022481170b3 | Pickering Brook Primary School | 2547 | ACTIVE
MSA-DOES | PES3123 | Backflow Prevention Valve | Backflow Prevention Valve | e9daa8c7-d7e4-ed11-8847-0022489339ad | Pickering Brook Primary School | 2547 | ACTIVE
MSA-DOES | PES3124 | Testing & Tagging | Testing & Tagging | dba9f4c6-d7e4-ed11-8847-002248117628 | Pickering Brook Primary School | 2547 | ACTIVE
MSA-DOES | PES3125 | Biomax System | Effluent System: Aerobic Treatment Units (ATU) | 4fcea7c8-d7e4-ed11-8847-000d3acb5309 | Pickering Brook Primary School | 2547 | ACTIVE
MSA-DOES | PES3126 | Emergency & Exit Lighting | Emergency & Exit Lighting | 54cea7c8-d7e4-ed11-8847-000d3acb5309 | Pickering Brook Primary School | 2547 | ACTIVE
MSA-DOES | PES3127 | Air Conditioning: Evaporative Cooler | Air Conditioning: Evaporative Cooler | d3a9f4c6-d7e4-ed11-8847-002248117628 | Pickering Brook Primary School | 2547 | ACTIVE
MSA-DOES | PES3128 | Fire Break | Fire Break | 65cea7c8-d7e4-ed11-8847-000d3acb5309 | Pickering Brook Primary School | 2547 | ACTIVE
MSA-DOES | PES3129 | INACTIVE NO ASSETS ONSITE-Ga Space Heating - Inspection, Service & Report | Gas Space Heating | 8fdcabc5-d7e4-ed11-8847-0022481170b3 | Pickering Brook Primary School | 2547 | INACTIVE
MSA-DOES | PES3130 | Gutter, Downpipe & Roof | Gutters, Downpipes & Roofs | f8daa8c7-d7e4-ed11-8847-0022489339ad | Pickering Brook Primary School | 2547 | ACTIVE
MSA-DOES | PES3131 | INACTIVE-Irrigation - Inspection, Service and Report | Irrigation: Bore | 8ddcabc5-d7e4-ed11-8847-0022481170b3 | Pickering Brook Primary School | 2547 | INACTIVE
MSA-DOES | PES3132 | Irrigation: Tank | Irrigation: Tank | 6ecea7c8-d7e4-ed11-8847-000d3acb5309 | Pickering Brook Primary School | 2547 | ACTIVE
MSA-DOES | PES3133 | Play Ground Equipment | Sport Court & Playground Equipment | 67cea7c8-d7e4-ed11-8847-000d3acb5309 | Pickering Brook Primary School | 2547 | ACTIVE
MSA-DOES | PES3134 | Residual Current Device / RCD | Residual Current Devices (RCD) | 73cea7c8-d7e4-ed11-8847-000d3acb5309 | Pickering Brook Primary School | 2547 | ACTIVE
MSA-DOES | PES3135 | Solar Panel | Solar Electric System | 6acea7c8-d7e4-ed11-8847-000d3acb5309 | Pickering Brook Primary School | 2547 | ACTIVE
MSA-DOES | PES3136 | Pest Control | Pest Control | 68cea7c8-d7e4-ed11-8847-000d3acb5309 | Pickering Brook Primary School | 2547 | ACTIVE
MSA-DOES | PES3137 | Fire Extinguisher | Fire Extinguisher | 63cea7c8-d7e4-ed11-8847-000d3acb5309 | Pickering Brook Primary School | 2547 | ACTIVE
MSA-DOES | PES3138 | Fire Blanket | Fire Blanket | f5daa8c7-d7e4-ed11-8847-0022489339ad | Pickering Brook Primary School | 2547 | ACTIVE
MSA-DOES | PES4659 | Thermostatic Mixing Valve | Thermostatic Mixing Valve | 12dba8c7-d7e4-ed11-8847-0022489339ad | Pickering Brook Primary School | 2547 | ACTIVE
MSA-DOES | PES5027 | Lighting Pole | Lighting Poles: External | 69cea7c8-d7e4-ed11-8847-000d3acb5309 | Pickering Brook Primary School | 2547 | ACTIVE
MSA-DOES | PES5316 | Tempering Valve | Tempering Valve | 74cea7c8-d7e4-ed11-8847-000d3acb5309 | Pickering Brook Primary School | 2547 | ACTIVE
MSA-DOES | PES5632 | INACTIVE NO ASSETS ONSITE-Ga Appliance - Inspection, Testing & Report | Gas Appliance | 70cea7c8-d7e4-ed11-8847-000d3acb5309 | Pickering Brook Primary School | 2547 | INACTIVE
MSA-DOES | PES6301 | Biomax System | Effluent System: Aerobic Treatment Units (ATU) | 4fcea7c8-d7e4-ed11-8847-000d3acb5309 | Pickering Brook Primary School | 2547 | ACTIVE
MSA-DOES | PES6302 | Biomax System on HOLD | Effluent System: Aerobic Treatment Units (ATU) | 4fcea7c8-d7e4-ed11-8847-000d3acb5309 | Pickering Brook Primary School | 2547 | DRAFT
MSA-DOES | PES6376 | Boiling/Chilled Water Unit | Drinking Water Unit: Boiling / Chilled | 57cea7c8-d7e4-ed11-8847-000d3acb5309 | Pickering Brook Primary School | 2547 | ACTIVE
MSA-DOES | PES6377 | Hot Water System: Ga & Electric | Hot Water Unit: Gas & Electric | d8a9f4c6-d7e4-ed11-8847-002248117628 | Pickering Brook Primary School | 2547 | ACTIVE
MSA-DOES | PES6305 | Backflow Prevention Valve | Backflow Prevention Valve | e9daa8c7-d7e4-ed11-8847-0022489339ad | Pine View Primary School | 10045 | ACTIVE
MSA-DOES | PES6306 | Emergency & Exit Lighting | Emergency & Exit Lighting | 54cea7c8-d7e4-ed11-8847-000d3acb5309 | Pine View Primary School | 10045 | ACTIVE
MSA-DOES | PES6307 | Fire Extinguisher | Fire Extinguisher | 63cea7c8-d7e4-ed11-8847-000d3acb5309 | Pine View Primary School | 10045 | ACTIVE
MSA-DOES | PES6308 | Fire Blanket | Fire Blanket | f5daa8c7-d7e4-ed11-8847-0022489339ad | Pine View Primary School | 10045 | ACTIVE
MSA-DOES | PES6309 | Residual Current Device / RCD | Residual Current Devices (RCD) | 73cea7c8-d7e4-ed11-8847-000d3acb5309 | Pine View Primary School | 10045 | ACTIVE
MSA-DOES | PES6310 | Fall Protection System | Fall Protection System | 8cdcabc5-d7e4-ed11-8847-0022481170b3 | Pine View Primary School | 10045 | ACTIVE
MSA-DOES | PES6311 | Solar Panel | Solar Electric System | 6acea7c8-d7e4-ed11-8847-000d3acb5309 | Pine View Primary School | 10045 | ACTIVE
MSA-DOES | PES6312 | Gutter, Downpipe & Roof | Gutters, Downpipes & Roofs | f8daa8c7-d7e4-ed11-8847-0022489339ad | Pine View Primary School | 10045 | ACTIVE
MSA-DOES | PES6313 | Play Ground Equipment | Sport Court & Playground Equipment | 67cea7c8-d7e4-ed11-8847-000d3acb5309 | Pine View Primary School | 10045 | ACTIVE
MSA-DOES | PES6314 | Hot Water System: Ga & Electric | Hot Water Unit: Gas & Electric | d8a9f4c6-d7e4-ed11-8847-002248117628 | Pine View Primary School | 10045 | ACTIVE
MSA-DOES | PES6663 | Boiling/Chilled Water Unit | Drinking Water Unit: Boiling / Chilled | 57cea7c8-d7e4-ed11-8847-000d3acb5309 | Pine View Primary School | 10045 | ACTIVE
MSA-DOES | PES6766 | Thermostatic Mixing Valve | Thermostatic Mixing Valve | 12dba8c7-d7e4-ed11-8847-0022489339ad | Pine View Primary School | 10045 | ACTIVE
MSA-DOES | PES6767 | Emergency Eye Wash | Emergency Eye Wash / Safety Shower | 6dcea7c8-d7e4-ed11-8847-000d3acb5309 | Pine View Primary School | 10045 | ACTIVE
MSA-DOES | PES6768 | Fire Hydrant | Fire Hydrant | f3daa8c7-d7e4-ed11-8847-0022489339ad | Pine View Primary School | 10045 | ACTIVE
MSA-DOES | PES6993 | Tempering Valve | Tempering Valve | 74cea7c8-d7e4-ed11-8847-000d3acb5309 | Pine View Primary School | 10045 | ACTIVE
MSA-DOES | PES7188 | Testing & Tagging | Testing & Tagging | dba9f4c6-d7e4-ed11-8847-002248117628 | Pine View Primary School | 10045 | ACTIVE
MSA-DOES | PES3139 | NO LONGER BY PFM AS OF 01/01/19-Emergency & Exit Lighting - Inspection & Testing | Emergency & Exit Lighting | 54cea7c8-d7e4-ed11-8847-000d3acb5309 | Point Peron Education Department Camp | 1690 | INACTIVE
MSA-DOES | PES3140 | NO LONGER BY PFM AS OF 01/01/19-Evaporative Cooler - Inspection, Service & Report | Air Conditioning: Evaporative Cooler | d3a9f4c6-d7e4-ed11-8847-002248117628 | Point Peron Education Department Camp | 1690 | INACTIVE
MSA-DOES | PES3141 | NO LONGER BY PFM AS OF 01/01/19-Fire Break - Clearing & Report | Fire Break | 65cea7c8-d7e4-ed11-8847-000d3acb5309 | Point Peron Education Department Camp | 1690 | INACTIVE
MSA-DOES | PES3142 | NO LONGER BY PFM AS OF 01/01/19-Ga Space Heating - Inspection, Service & Report | Gas Space Heating | 8fdcabc5-d7e4-ed11-8847-0022481170b3 | Point Peron Education Department Camp | 1690 | INACTIVE
MSA-DOES | PES3143 | NO LONGER BY PFM AS OF 01/01/19-Gutter - Inspection & Cleaning | Gutters, Downpipes & Roofs | f8daa8c7-d7e4-ed11-8847-0022489339ad | Point Peron Education Department Camp | 1690 | INACTIVE
MSA-DOES | PES3145 | NO LONGER BY PFM AS OF 01/01/19-Testing & Tagging - Portable Electrical Equipment | Testing & Tagging | dba9f4c6-d7e4-ed11-8847-002248117628 | Point Peron Education Department Camp | 1690 | INACTIVE
MSA-DOES | PES3146 | NO LONGER BY PFM AS OF 01/01/19- Smoke & Heat Detector - Inspection, Testing & Report | Fire Detection: Smoke / Heat | 58cea7c8-d7e4-ed11-8847-000d3acb5309 | Point Peron Education Department Camp | 1690 | INACTIVE
MSA-DOES | PES3147 | NO LONGER BY PFM AS OF 01/01/19-RCD - Testing & Inspection | Residual Current Devices (RCD) | 73cea7c8-d7e4-ed11-8847-000d3acb5309 | Point Peron Education Department Camp | 1690 | INACTIVE
MSA-DOES | PES3148 | NO LONGER BY PFM AS OF 01/01/19-Termite Inspection | Pest Control | 68cea7c8-d7e4-ed11-8847-000d3acb5309 | Point Peron Education Department Camp | 1690 | INACTIVE
MSA-DOES | PES3149 | NO LONGER BY PFM AS OF 01/01/19- Fire Extinguisher - Inspection, Service & Report | Fire Extinguisher | 63cea7c8-d7e4-ed11-8847-000d3acb5309 | Point Peron Education Department Camp | 1690 | INACTIVE
MSA-DOES | PES3150 | NO LONGER BY PFM AS OF 01/01/19- Fire Hose Reel - Inspection, Service & Report | Fire Hose Reel | f4daa8c7-d7e4-ed11-8847-0022489339ad | Point Peron Education Department Camp | 1690 | INACTIVE
MSA-DOES | PES3151 | NO LONGER MANAGED BY PFM-Fire Blanket - Inspection & Report | Fire Blanket | f5daa8c7-d7e4-ed11-8847-0022489339ad | Point Peron Education Department Camp | 1690 | INACTIVE
MSA-DOES | PES4275 | NO LONGER BY PFM AS OF 01/01/19-Fall Protection System - Inspection, Test & Re-Certification | Fall Protection System | 8cdcabc5-d7e4-ed11-8847-0022481170b3 | Point Peron Education Department Camp | 1690 | INACTIVE
MSA-DOES | PES4759 | NO ASSETS ONSITE-Thermostatic Mixing Valve - Inspection, Service & Report | Thermostatic Mixing Valve | 12dba8c7-d7e4-ed11-8847-0022489339ad | Point Peron Education Department Camp | 1690 | INACTIVE
MSA-DOES | PES5028 | NO LONGER BY PFM AS OF 01/01/19-External Lighting Pole - Inspection & Reporting (inc Photo) | Lighting Poles: External | 69cea7c8-d7e4-ed11-8847-000d3acb5309 | Point Peron Education Department Camp | 1690 | INACTIVE
MSA-DOES | PES3152 | Fall Protection System | Fall Protection System | 8cdcabc5-d7e4-ed11-8847-0022481170b3 | Port Kennedy Primary School | 5714 | ACTIVE
MSA-DOES | PES3153 | Testing & Tagging | Testing & Tagging | dba9f4c6-d7e4-ed11-8847-002248117628 | Port Kennedy Primary School | 5714 | ACTIVE
MSA-DOES | PES3154 | Backflow Prevention Valve | Backflow Prevention Valve | e9daa8c7-d7e4-ed11-8847-0022489339ad | Port Kennedy Primary School | 5714 | ACTIVE
MSA-DOES | PES3155 | Emergency & Exit Lighting | Emergency & Exit Lighting | 54cea7c8-d7e4-ed11-8847-000d3acb5309 | Port Kennedy Primary School | 5714 | ACTIVE
MSA-DOES | PES3156 | Air Conditioning: Evaporative Cooler | Air Conditioning: Evaporative Cooler | d3a9f4c6-d7e4-ed11-8847-002248117628 | Port Kennedy Primary School | 5714 | ACTIVE
MSA-DOES | PES3157 | Ga Space Heating | Gas Space Heating | 8fdcabc5-d7e4-ed11-8847-0022481170b3 | Port Kennedy Primary School | 5714 | ACTIVE
MSA-DOES | PES3158 | Gutter, Downpipe & Roof | Gutters, Downpipes & Roofs | f8daa8c7-d7e4-ed11-8847-0022489339ad | Port Kennedy Primary School | 5714 | ACTIVE
MSA-DOES | PES3159 | Play Ground Equipment Inc. Nature Play | Sport Court & Playground Equipment inc Natureplay | 92dcabc5-d7e4-ed11-8847-0022481170b3 | Port Kennedy Primary School | 5714 | ACTIVE
MSA-DOES | PES3160 | Residual Current Device / RCD | Residual Current Devices (RCD) | 73cea7c8-d7e4-ed11-8847-000d3acb5309 | Port Kennedy Primary School | 5714 | ACTIVE
MSA-DOES | PES3161 | Solar Panel | Solar Electric System | 6acea7c8-d7e4-ed11-8847-000d3acb5309 | Port Kennedy Primary School | 5714 | ACTIVE
MSA-DOES | PES3162 | INACTIVE AS PER MARIO RAPANARO REQUEST-Termite Inspection | Pest Control | 68cea7c8-d7e4-ed11-8847-000d3acb5309 | Port Kennedy Primary School | 5714 | INACTIVE
MSA-DOES | PES3163 | Fire Extinguisher | Fire Extinguisher | 63cea7c8-d7e4-ed11-8847-000d3acb5309 | Port Kennedy Primary School | 5714 | ACTIVE
MSA-DOES | PES3164 | Fire Hydrant | Fire Hydrant | f3daa8c7-d7e4-ed11-8847-0022489339ad | Port Kennedy Primary School | 5714 | ACTIVE
MSA-DOES | PES3165 | Fire Blanket | Fire Blanket | f5daa8c7-d7e4-ed11-8847-0022489339ad | Port Kennedy Primary School | 5714 | ACTIVE
MSA-DOES | PES3166 | Fire Hydrant | Fire Hydrant | f3daa8c7-d7e4-ed11-8847-0022489339ad | Port Kennedy Primary School | 5714 | ACTIVE
MSA-DOES | PES4918 | Emergency Eye Wash | Emergency Eye Wash / Safety Shower | 6dcea7c8-d7e4-ed11-8847-000d3acb5309 | Port Kennedy Primary School | 5714 | ACTIVE
MSA-DOES | PES4919 | Tempering Valve | Tempering Valve | 74cea7c8-d7e4-ed11-8847-000d3acb5309 | Port Kennedy Primary School | 5714 | ACTIVE
MSA-DOES | PES5029 | Lighting Pole | Lighting Poles: External | 69cea7c8-d7e4-ed11-8847-000d3acb5309 | Port Kennedy Primary School | 5714 | ACTIVE
MSA-DOES | PES5350 | Fire Break | Fire Break | 65cea7c8-d7e4-ed11-8847-000d3acb5309 | Port Kennedy Primary School | 5714 | ACTIVE
MSA-DOES | PES5561 | Thermostatic Mixing Valve | Thermostatic Mixing Valve | 12dba8c7-d7e4-ed11-8847-0022489339ad | Port Kennedy Primary School | 5714 | ACTIVE
MSA-DOES | PES6235 | Hot Water System: Ga & Electric | Hot Water Unit: Gas & Electric | d8a9f4c6-d7e4-ed11-8847-002248117628 | Port Kennedy Primary School | 5714 | ACTIVE
MSA-DOES | PES6897 | Boiling/Chilled Water Unit | Drinking Water Unit: Boiling / Chilled | 57cea7c8-d7e4-ed11-8847-000d3acb5309 | Port Kennedy Primary School | 5714 | ACTIVE
MSA-DOES | PES3168 | Fall Protection System | Fall Protection System | 8cdcabc5-d7e4-ed11-8847-0022481170b3 | Queen Park Primary School | 2549 | ACTIVE
MSA-DOES | PES3169 | Backflow Prevention Valve | Backflow Prevention Valve | e9daa8c7-d7e4-ed11-8847-0022489339ad | Queen Park Primary School | 2549 | ACTIVE
MSA-DOES | PES3170 | Emergency & Exit Lighting | Emergency & Exit Lighting | 54cea7c8-d7e4-ed11-8847-000d3acb5309 | Queen Park Primary School | 2549 | ACTIVE
MSA-DOES | PES3171 | Air Conditioning: Evaporative Cooler | Air Conditioning: Evaporative Cooler | d3a9f4c6-d7e4-ed11-8847-002248117628 | Queen Park Primary School | 2549 | ACTIVE
MSA-DOES | PES3172 | Ga Space Heating | Gas Space Heating | 8fdcabc5-d7e4-ed11-8847-0022481170b3 | Queen Park Primary School | 2549 | ACTIVE
MSA-DOES | PES3173 | Gutter, Downpipe & Roof | Gutters, Downpipes & Roofs | f8daa8c7-d7e4-ed11-8847-0022489339ad | Queen Park Primary School | 2549 | ACTIVE
MSA-DOES | PES3174 | Play Ground Equipment | Sport Court & Playground Equipment | 67cea7c8-d7e4-ed11-8847-000d3acb5309 | Queen Park Primary School | 2549 | ACTIVE
MSA-DOES | PES3175 | Residual Current Device / RCD | Residual Current Devices (RCD) | 73cea7c8-d7e4-ed11-8847-000d3acb5309 | Queen Park Primary School | 2549 | ACTIVE
MSA-DOES | PES3176 | Solar Panel | Solar Electric System | 6acea7c8-d7e4-ed11-8847-000d3acb5309 | Queen Park Primary School | 2549 | ACTIVE
MSA-DOES | PES3177 | Testing & Tagging | Testing & Tagging | dba9f4c6-d7e4-ed11-8847-002248117628 | Queen Park Primary School | 2549 | ACTIVE
MSA-DOES | PES3178 | Pest Control | Pest Control | 68cea7c8-d7e4-ed11-8847-000d3acb5309 | Queen Park Primary School | 2549 | ACTIVE
MSA-DOES | PES3179 | Fire Extinguisher | Fire Extinguisher | 63cea7c8-d7e4-ed11-8847-000d3acb5309 | Queen Park Primary School | 2549 | ACTIVE
MSA-DOES | PES3180 | Fire Blanket | Fire Blanket | f5daa8c7-d7e4-ed11-8847-0022489339ad | Queen Park Primary School | 2549 | ACTIVE
MSA-DOES | PES4411 | Thermostatic Mixing Valve | Thermostatic Mixing Valve | 12dba8c7-d7e4-ed11-8847-0022489339ad | Queen Park Primary School | 2549 | ACTIVE
MSA-DOES | PES4927 | Emergency Eye Wash | Emergency Eye Wash / Safety Shower | 6dcea7c8-d7e4-ed11-8847-000d3acb5309 | Queen Park Primary School | 2549 | ACTIVE
MSA-DOES | PES5080 | INACTIVE NO ASSETS ONSITE-External Lighting Pole - Inspection & Reporting (inc Photo) | Lighting Poles: External | 69cea7c8-d7e4-ed11-8847-000d3acb5309 | Queen Park Primary School | 2549 | INACTIVE
MSA-DOES | PES5188 | Effluent System | Sewerage Pumping Station | 55cea7c8-d7e4-ed11-8847-000d3acb5309 | Queen Park Primary School | 2549 | ACTIVE
MSA-DOES | PES5264 | Tempering Valve | Tempering Valve | 74cea7c8-d7e4-ed11-8847-000d3acb5309 | Queen Park Primary School | 2549 | ACTIVE
MSA-DOES | PES5621 | INACTIVE NO ASSETS ONSITE - Ga Appliance - Inspection, Testing & Report | Gas Appliance | 70cea7c8-d7e4-ed11-8847-000d3acb5309 | Queen Park Primary School | 2549 | INACTIVE
MSA-DOES | PES5917 | Door: Automatic | Door: Automatic | 4ecea7c8-d7e4-ed11-8847-000d3acb5309 | Queen Park Primary School | 2549 | ACTIVE
MSA-DOES | PES6260 | Hot Water System: Ga & Electric | Hot Water Unit: Gas & Electric | d8a9f4c6-d7e4-ed11-8847-002248117628 | Queen Park Primary School | 2549 | ACTIVE
MSA-DOES | PES6937 | Boiling/Chilled Water Unit | Drinking Water Unit: Boiling / Chilled | 57cea7c8-d7e4-ed11-8847-000d3acb5309 | Queen Park Primary School | 2549 | ACTIVE
MSA-DOES | PES3181 | Fall Protection System | Fall Protection System | 8cdcabc5-d7e4-ed11-8847-0022481170b3 | Ranford Primary School | 6475 | ACTIVE
MSA-DOES | PES3182 | Backflow Prevention Valve | Backflow Prevention Valve | e9daa8c7-d7e4-ed11-8847-0022489339ad | Ranford Primary School | 6475 | ACTIVE
MSA-DOES | PES3183 | Testing & Tagging | Testing & Tagging | dba9f4c6-d7e4-ed11-8847-002248117628 | Ranford Primary School | 6475 | ACTIVE
MSA-DOES | PES3184 | Emergency & Exit Lighting | Emergency & Exit Lighting | 54cea7c8-d7e4-ed11-8847-000d3acb5309 | Ranford Primary School | 6475 | ACTIVE
MSA-DOES | PES3185 | Air Conditioning: Evaporative Cooler | Air Conditioning: Evaporative Cooler | d3a9f4c6-d7e4-ed11-8847-002248117628 | Ranford Primary School | 6475 | ACTIVE
MSA-DOES | PES3186 | Ga Space Heating | Gas Space Heating | 8fdcabc5-d7e4-ed11-8847-0022481170b3 | Ranford Primary School | 6475 | ACTIVE
MSA-DOES | PES3187 | Gutter, Downpipe & Roof | Gutters, Downpipes & Roofs | f8daa8c7-d7e4-ed11-8847-0022489339ad | Ranford Primary School | 6475 | ACTIVE
MSA-DOES | PES3188 | Play Ground Equipment | Sport Court & Playground Equipment | 67cea7c8-d7e4-ed11-8847-000d3acb5309 | Ranford Primary School | 6475 | ACTIVE
MSA-DOES | PES3189 | Residual Current Device / RCD | Residual Current Devices (RCD) | 73cea7c8-d7e4-ed11-8847-000d3acb5309 | Ranford Primary School | 6475 | ACTIVE
MSA-DOES | PES3190 | INACTIVE AS PER MARIO RAPANARO REQUEST-Termite Inspection | Pest Control | 68cea7c8-d7e4-ed11-8847-000d3acb5309 | Ranford Primary School | 6475 | INACTIVE
MSA-DOES | PES3191 | Fire Extinguisher | Fire Extinguisher | 63cea7c8-d7e4-ed11-8847-000d3acb5309 | Ranford Primary School | 6475 | ACTIVE
MSA-DOES | PES3192 | Fire Hydrant | Fire Hydrant | f3daa8c7-d7e4-ed11-8847-0022489339ad | Ranford Primary School | 6475 | ACTIVE
MSA-DOES | PES3193 | Fire Hydrant Booster Connection | Fire Hydrant Booster Connection | 5fcea7c8-d7e4-ed11-8847-000d3acb5309 | Ranford Primary School | 6475 | ACTIVE
MSA-DOES | PES3194 | Fire Blanket | Fire Blanket | f5daa8c7-d7e4-ed11-8847-0022489339ad | Ranford Primary School | 6475 | ACTIVE
MSA-DOES | PES3195 | Fire Hydrant | Fire Hydrant | f3daa8c7-d7e4-ed11-8847-0022489339ad | Ranford Primary School | 6475 | ACTIVE
MSA-DOES | PES4174 | Solar Panel | Solar Electric System | 6acea7c8-d7e4-ed11-8847-000d3acb5309 | Ranford Primary School | 6475 | ACTIVE
MSA-DOES | PES4766 | Thermostatic Mixing Valve | Thermostatic Mixing Valve | 12dba8c7-d7e4-ed11-8847-0022489339ad | Ranford Primary School | 6475 | ACTIVE
MSA-DOES | PES5114 | Lighting Pole | Lighting Poles: External | 69cea7c8-d7e4-ed11-8847-000d3acb5309 | Ranford Primary School | 6475 | ACTIVE
MSA-DOES | PES5355 | Tempering Valve | Tempering Valve | 74cea7c8-d7e4-ed11-8847-000d3acb5309 | Ranford Primary School | 6475 | ACTIVE
MSA-DOES | PES5665 | INACTIVE NO ASSETS ONSITE-Ga Appliance - Inspection, Testing & Report | Gas Appliance | 70cea7c8-d7e4-ed11-8847-000d3acb5309 | Ranford Primary School | 6475 | INACTIVE
MSA-DOES | PES6005 | Air Conditioning: Split | Air Conditioning: Split | 86dcabc5-d7e4-ed11-8847-0022481170b3 | Ranford Primary School | 6475 | ACTIVE
MSA-DOES | PES6435 | Boiling/Chilled Water Unit | Drinking Water Unit: Boiling / Chilled | 57cea7c8-d7e4-ed11-8847-000d3acb5309 | Ranford Primary School | 6475 | ACTIVE
MSA-DOES | PES6436 | Hot Water System: Ga & Electric | Hot Water Unit: Gas & Electric | d8a9f4c6-d7e4-ed11-8847-002248117628 | Ranford Primary School | 6475 | ACTIVE
MSA-DOES | PES6579 | Fire Brigade Booster Connection: Overhaul | Fire Hydrant Booster Connection | 5fcea7c8-d7e4-ed11-8847-000d3acb5309 | Ranford Primary School | 6475 | ACTIVE
MSA-DOES | PES6580 | Fire Hydrant: Overhaul | Fire Hydrant | f3daa8c7-d7e4-ed11-8847-0022489339ad | Ranford Primary School | 6475 | ACTIVE
MSA-DOES | PES6581 | Fire Brigade Booster Connection: Pressure Gauge | Fire Hydrant Booster Connection | 5fcea7c8-d7e4-ed11-8847-000d3acb5309 | Ranford Primary School | 6475 | ACTIVE
MSA-DOES | PES6582 | Fire Hydrant: Booster - Hydrostatic Test | Fire Hydrant Booster Connection | 5fcea7c8-d7e4-ed11-8847-000d3acb5309 | Ranford Primary School | 6475 | ACTIVE
MSA-DOES | PES6583 | Fire Hydrant: Booster - Flow Test | Fire Hydrant Booster Connection | 5fcea7c8-d7e4-ed11-8847-000d3acb5309 | Ranford Primary School | 6475 | ACTIVE
MSA-DOES | PES3196 | Fall Protection System | Fall Protection System | 8cdcabc5-d7e4-ed11-8847-0022481170b3 | Redcliffe Primary School | 2550 | ACTIVE
MSA-DOES | PES3197 | Testing & Tagging | Testing & Tagging | dba9f4c6-d7e4-ed11-8847-002248117628 | Redcliffe Primary School | 2550 | ACTIVE
MSA-DOES | PES3198 | Backflow Prevention Valve | Backflow Prevention Valve | e9daa8c7-d7e4-ed11-8847-0022489339ad | Redcliffe Primary School | 2550 | ACTIVE
MSA-DOES | PES3199 | Emergency & Exit Lighting | Emergency & Exit Lighting | 54cea7c8-d7e4-ed11-8847-000d3acb5309 | Redcliffe Primary School | 2550 | ACTIVE
MSA-DOES | PES3200 | Air Conditioning: Evaporative Cooler | Air Conditioning: Evaporative Cooler | d3a9f4c6-d7e4-ed11-8847-002248117628 | Redcliffe Primary School | 2550 | ACTIVE
MSA-DOES | PES3201 | Ga Space Heating | Gas Space Heating | 8fdcabc5-d7e4-ed11-8847-0022481170b3 | Redcliffe Primary School | 2550 | ACTIVE
MSA-DOES | PES3202 | Gutter, Downpipe & Roof | Gutters, Downpipes & Roofs | f8daa8c7-d7e4-ed11-8847-0022489339ad | Redcliffe Primary School | 2550 | ACTIVE
MSA-DOES | PES3203 | Irrigation: Bore | Irrigation: Bore | 8ddcabc5-d7e4-ed11-8847-0022481170b3 | Redcliffe Primary School | 2550 | ACTIVE
MSA-DOES | PES3204 | Play Ground Equipment | Sport Court & Playground Equipment | 67cea7c8-d7e4-ed11-8847-000d3acb5309 | Redcliffe Primary School | 2550 | ACTIVE
MSA-DOES | PES3205 | Residual Current Device / RCD | Residual Current Devices (RCD) | 73cea7c8-d7e4-ed11-8847-000d3acb5309 | Redcliffe Primary School | 2550 | ACTIVE
MSA-DOES | PES3206 | Pest Control | Pest Control | 68cea7c8-d7e4-ed11-8847-000d3acb5309 | Redcliffe Primary School | 2550 | ACTIVE
MSA-DOES | PES3207 | Fire Extinguisher | Fire Extinguisher | 63cea7c8-d7e4-ed11-8847-000d3acb5309 | Redcliffe Primary School | 2550 | ACTIVE
MSA-DOES | PES3208 | Fire Blanket | Fire Blanket | f5daa8c7-d7e4-ed11-8847-0022489339ad | Redcliffe Primary School | 2550 | ACTIVE
MSA-DOES | PES4175 | Solar Panel | Solar Electric System | 6acea7c8-d7e4-ed11-8847-000d3acb5309 | Redcliffe Primary School | 2550 | ACTIVE
MSA-DOES | PES4883 | Emergency Eye Wash | Emergency Eye Wash / Safety Shower | 6dcea7c8-d7e4-ed11-8847-000d3acb5309 | Redcliffe Primary School | 2550 | ACTIVE
MSA-DOES | PES5081 | Lighting Pole | Lighting Poles: External | 69cea7c8-d7e4-ed11-8847-000d3acb5309 | Redcliffe Primary School | 2550 | ACTIVE
MSA-DOES | PES5482 | Thermostatic Mixing Valve | Thermostatic Mixing Valve | 12dba8c7-d7e4-ed11-8847-0022489339ad | Redcliffe Primary School | 2550 | ACTIVE
MSA-DOES | PES5483 | Tempering Valve | Tempering Valve | 74cea7c8-d7e4-ed11-8847-000d3acb5309 | Redcliffe Primary School | 2550 | ACTIVE
MSA-DOES | PES6152 | Hot Water System: Ga & Electric | Hot Water Unit: Gas & Electric | d8a9f4c6-d7e4-ed11-8847-002248117628 | Redcliffe Primary School | 2550 | ACTIVE
MSA-DOES | PES6989 | Boiling/Chilled Water Unit | Drinking Water Unit: Boiling / Chilled | 57cea7c8-d7e4-ed11-8847-000d3acb5309 | Redcliffe Primary School | 2550 | ACTIVE
MSA-DOES | PES3209 | Testing & Tagging | Testing & Tagging | dba9f4c6-d7e4-ed11-8847-002248117628 | Richmond Primary Early Learning Centre | 1871 | ACTIVE
MSA-DOES | PES3210 | Ga Space Heating | Gas Space Heating | 8fdcabc5-d7e4-ed11-8847-0022481170b3 | Richmond Primary Early Learning Centre | 1871 | ACTIVE
MSA-DOES | PES3211 | Gutter, Downpipe & Roof | Gutters, Downpipes & Roofs | f8daa8c7-d7e4-ed11-8847-0022489339ad | Richmond Primary Early Learning Centre | 1871 | ACTIVE
MSA-DOES | PES3212 | Play Ground Equipment | Sport Court & Playground Equipment | 67cea7c8-d7e4-ed11-8847-000d3acb5309 | Richmond Primary Early Learning Centre | 1871 | ACTIVE
MSA-DOES | PES4276 | Fall Protection System - Inspection, Test & Re-Certification - NO EQUIPMENT ON SITE | Fall Protection System | 8cdcabc5-d7e4-ed11-8847-0022481170b3 | Richmond Primary Early Learning Centre | 1871 | INACTIVE
MSA-DOES | PES3213 | Fall Protection System | Fall Protection System | 8cdcabc5-d7e4-ed11-8847-0022481170b3 | Richmond Primary School | 1784 | ACTIVE
MSA-DOES | PES3214 | Testing & Tagging | Testing & Tagging | dba9f4c6-d7e4-ed11-8847-002248117628 | Richmond Primary School | 1784 | ACTIVE
MSA-DOES | PES3215 | Play Ground Equipment | Sport Court & Playground Equipment | 67cea7c8-d7e4-ed11-8847-000d3acb5309 | Richmond Primary School | 1784 | ACTIVE
MSA-DOES | PES3216 | Backflow Prevention Valve | Backflow Prevention Valve | e9daa8c7-d7e4-ed11-8847-0022489339ad | Richmond Primary School | 1784 | ACTIVE
MSA-DOES | PES3217 | Emergency & Exit Lighting | Emergency & Exit Lighting | 54cea7c8-d7e4-ed11-8847-000d3acb5309 | Richmond Primary School | 1784 | ACTIVE
MSA-DOES | PES3218 | Air Conditioning: Evaporative Cooler | Air Conditioning: Evaporative Cooler | d3a9f4c6-d7e4-ed11-8847-002248117628 | Richmond Primary School | 1784 | ACTIVE
MSA-DOES | PES3219 | Ga Space Heating | Gas Space Heating | 8fdcabc5-d7e4-ed11-8847-0022481170b3 | Richmond Primary School | 1784 | ACTIVE
MSA-DOES | PES3220 | Gutter, Downpipe & Roof | Gutters, Downpipes & Roofs | f8daa8c7-d7e4-ed11-8847-0022489339ad | Richmond Primary School | 1784 | ACTIVE
MSA-DOES | PES3221 | Residual Current Device / RCD | Residual Current Devices (RCD) | 73cea7c8-d7e4-ed11-8847-000d3acb5309 | Richmond Primary School | 1784 | ACTIVE
MSA-DOES | PES3222 | Solar Panel | Solar Electric System | 6acea7c8-d7e4-ed11-8847-000d3acb5309 | Richmond Primary School | 1784 | ACTIVE
MSA-DOES | PES3223 | Pest Control | Pest Control | 68cea7c8-d7e4-ed11-8847-000d3acb5309 | Richmond Primary School | 1784 | ACTIVE
MSA-DOES | PES3224 | Fire Extinguisher | Fire Extinguisher | 63cea7c8-d7e4-ed11-8847-000d3acb5309 | Richmond Primary School | 1784 | ACTIVE
MSA-DOES | PES3225 | Fire Blanket | Fire Blanket | f5daa8c7-d7e4-ed11-8847-0022489339ad | Richmond Primary School | 1784 | ACTIVE
MSA-DOES | PES4373 | Thermostatic Mixing Valve | Thermostatic Mixing Valve | 12dba8c7-d7e4-ed11-8847-0022489339ad | Richmond Primary School | 1784 | ACTIVE
MSA-DOES | PES4904 | Emergency Eye Wash | Emergency Eye Wash / Safety Shower | 6dcea7c8-d7e4-ed11-8847-000d3acb5309 | Richmond Primary School | 1784 | ACTIVE
MSA-DOES | PES5155 | INACTIVE NO ASSETS ONSITE-External Lighting Pole - Inspection & Reporting (inc Photo) | Lighting Poles: External | 69cea7c8-d7e4-ed11-8847-000d3acb5309 | Richmond Primary School | 1784 | INACTIVE
MSA-DOES | PES5867 | Ga Appliance | Gas Appliance | 70cea7c8-d7e4-ed11-8847-000d3acb5309 | Richmond Primary School | 1784 | ACTIVE
MSA-DOES | PES5868 | Tempering Valve | Tempering Valve | 74cea7c8-d7e4-ed11-8847-000d3acb5309 | Richmond Primary School | 1784 | ACTIVE
MSA-DOES | PES6407 | Hot Water System: Ga & Electric | Hot Water Unit: Gas & Electric | d8a9f4c6-d7e4-ed11-8847-002248117628 | Richmond Primary School | 1784 | ACTIVE
MSA-DOES | PES7051 | Boiling/Chilled Water Unit | Drinking Water Unit: Boiling / Chilled | 57cea7c8-d7e4-ed11-8847-000d3acb5309 | Richmond Primary School | 1784 | ACTIVE
MSA-DOES | PES5753 | Grease Trap: | Grease Trap: | fadaa8c7-d7e4-ed11-8847-0022489339ad | Ridge View Secondary College | 9709 | ACTIVE
MSA-DOES | PES5755 | Gutter, Downpipe & Roof | Gutters, Downpipes & Roofs | f8daa8c7-d7e4-ed11-8847-0022489339ad | Ridge View Secondary College | 9709 | ACTIVE
MSA-DOES | PES5756 | Ga Space Heating | Gas Space Heating | 8fdcabc5-d7e4-ed11-8847-0022481170b3 | Ridge View Secondary College | 9709 | INACTIVE
MSA-DOES | PES5757 | Air Conditioning: Evaporative Cooler | Air Conditioning: Evaporative Cooler | d3a9f4c6-d7e4-ed11-8847-002248117628 | Ridge View Secondary College | 9709 | ACTIVE
MSA-DOES | PES5758 | Fume Cupboard | Fume Cupboards | f7daa8c7-d7e4-ed11-8847-0022489339ad | Ridge View Secondary College | 9709 | ACTIVE
MSA-DOES | PES5759 | Extraction: Dust | Extraction System: Saw Dust | 61cea7c8-d7e4-ed11-8847-000d3acb5309 | Ridge View Secondary College | 9709 | ACTIVE
MSA-DOES | PES5760 | Design & Technology: Reticulated Ga Welding System | Design & Technology: Reticulated Gas Welding System | 11dba8c7-d7e4-ed11-8847-0022489339ad | Ridge View Secondary College | 9709 | ACTIVE
MSA-DOES | PES5761 | Compressor: | Air Compressor | d1a9f4c6-d7e4-ed11-8847-002248117628 | Ridge View Secondary College | 9709 | ACTIVE
MSA-DOES | PES5800 | Fire Extinguisher | Fire Extinguisher | 63cea7c8-d7e4-ed11-8847-000d3acb5309 | Ridge View Secondary College | 9709 | ACTIVE
MSA-DOES | PES5801 | Fire Blanket | Fire Blanket | f5daa8c7-d7e4-ed11-8847-0022489339ad | Ridge View Secondary College | 9709 | ACTIVE
MSA-DOES | PES5802 | Fire Hydrant | Fire Hydrant | f3daa8c7-d7e4-ed11-8847-0022489339ad | Ridge View Secondary College | 9709 | ACTIVE
MSA-DOES | PES5803 | Fire Hose Reel | Fire Hose Reel | f4daa8c7-d7e4-ed11-8847-0022489339ad | Ridge View Secondary College | 9709 | ACTIVE
MSA-DOES | PES5804 | Fire Water Storage Tank | Fire Water Storage Tank | 60cea7c8-d7e4-ed11-8847-000d3acb5309 | Ridge View Secondary College | 9709 | ACTIVE
MSA-DOES | PES5805 | Fire Pump: Diesel | Fire Pump: Diesel | 00dba8c7-d7e4-ed11-8847-0022489339ad | Ridge View Secondary College | 9709 | ACTIVE
MSA-DOES | PES5806 | Backflow Prevention Valve | Backflow Prevention Valve | e9daa8c7-d7e4-ed11-8847-0022489339ad | Ridge View Secondary College | 9709 | ACTIVE
MSA-DOES | PES5807 | Thermostatic Mixing Valve | Thermostatic Mixing Valve | 12dba8c7-d7e4-ed11-8847-0022489339ad | Ridge View Secondary College | 9709 | ACTIVE
MSA-DOES | PES5808 | Emergency & Exit Lighting - Inspection & Testing | Emergency & Exit Lighting | 54cea7c8-d7e4-ed11-8847-000d3acb5309 | Ridge View Secondary College | 9709 | ACTIVE
MSA-DOES | PES5809 | Solar Panel | Solar Electric System | 6acea7c8-d7e4-ed11-8847-000d3acb5309 | Ridge View Secondary College | 9709 | ACTIVE
MSA-DOES | PES5810 | Residual Current Device (RCD) - Testing, Inspection & Report | Residual Current Devices (RCD) | 73cea7c8-d7e4-ed11-8847-000d3acb5309 | Ridge View Secondary College | 9709 | ACTIVE
MSA-DOES | PES5819 | Tempering Valve | Tempering Valve | 74cea7c8-d7e4-ed11-8847-000d3acb5309 | Ridge View Secondary College | 9709 | ACTIVE
MSA-DOES | PES5820 | Emergency Eye Wash | Emergency Eye Wash / Safety Shower | 6dcea7c8-d7e4-ed11-8847-000d3acb5309 | Ridge View Secondary College | 9709 | ACTIVE
MSA-DOES | PES5821 | Ga Appliance | Gas Appliance | 70cea7c8-d7e4-ed11-8847-000d3acb5309 | Ridge View Secondary College | 9709 | ACTIVE
MSA-DOES | PES5826 | Fire Pump: Electric | Fire Pump: Electric | 89dcabc5-d7e4-ed11-8847-0022481170b3 | Ridge View Secondary College | 9709 | ACTIVE
MSA-DOES | PES5855 | Lift | Lift: Passenger | 5dcea7c8-d7e4-ed11-8847-000d3acb5309 | Ridge View Secondary College | 9709 | ACTIVE
MSA-DOES | PES5944 | Lift: Monitoring Service | Lift: Passenger | 5dcea7c8-d7e4-ed11-8847-000d3acb5309 | Ridge View Secondary College | 9709 | ACTIVE
MSA-DOES | PES5983 | Testing & Tagging | Testing & Tagging | dba9f4c6-d7e4-ed11-8847-002248117628 | Ridge View Secondary College | 9709 | ACTIVE
MSA-DOES | PES6026 | Dangerou Good Safety Storage Cabinet | Dangerous Goods Safety Storage Cabinets | eedaa8c7-d7e4-ed11-8847-0022489339ad | Ridge View Secondary College | 9709 | ACTIVE
MSA-DOES | PES6118 | Fire Hydrant | Fire Hydrant | f3daa8c7-d7e4-ed11-8847-0022489339ad | Ridge View Secondary College | 9709 | ACTIVE
MSA-DOES | PES6128 | Drinking Unit: Filtered | Drinking Water Unit: Boiling / Chilled | 57cea7c8-d7e4-ed11-8847-000d3acb5309 | Ridge View Secondary College | 9709 | ACTIVE
MSA-DOES | PES6130 | Fall Protection System | Fall Protection System | 8cdcabc5-d7e4-ed11-8847-0022481170b3 | Ridge View Secondary College | 9709 | ACTIVE
MSA-DOES | PES6131 | Design & Technology: Fixed Equipment | Design & Technology: Fixed Equipment | 53cea7c8-d7e4-ed11-8847-000d3acb5309 | Ridge View Secondary College | 9709 | ACTIVE
MSA-DOES | PES6132 | Operable Wall / Door | Operable Walls | 6bcea7c8-d7e4-ed11-8847-000d3acb5309 | Ridge View Secondary College | 9709 | ACTIVE
MSA-DOES | PES6133 | Air Conditioning: Package | Air Conditioning: Package | 85dcabc5-d7e4-ed11-8847-0022481170b3 | Ridge View Secondary College | 9709 | INACTIVE
MSA-DOES | PES6134 | Fire Hydrant Booster Connection | Fire Hydrant Booster Connection | 5fcea7c8-d7e4-ed11-8847-000d3acb5309 | Ridge View Secondary College | 9709 | ACTIVE
MSA-DOES | PES6135 | Fire Door & Door Set: Hinged & Pivoted | Fire Door Set: Hinged & Pivoted | 64cea7c8-d7e4-ed11-8847-000d3acb5309 | Ridge View Secondary College | 9709 | ACTIVE
MSA-DOES | PES6544 | Hot Water System: Ga & Electric | Hot Water Unit: Gas & Electric | d8a9f4c6-d7e4-ed11-8847-002248117628 | Ridge View Secondary College | 9709 | ACTIVE
MSA-DOES | PES6687 | CANCELLED - DUPLICATE Boiling/Chilled Water Unit | Drinking Water Unit: Boiling / Chilled | 57cea7c8-d7e4-ed11-8847-000d3acb5309 | Ridge View Secondary College | 9709 | INACTIVE
MSA-DOES | PES6982 | Fire Alarm System / FIP | Fire Alarm System (FIP) | f1daa8c7-d7e4-ed11-8847-0022489339ad | Ridge View Secondary College | 9709 | ACTIVE
MSA-DOES | PES6983 | Smoke & Heat Detector | Fire Detection: Smoke / Heat | 58cea7c8-d7e4-ed11-8847-000d3acb5309 | Ridge View Secondary College | 9709 | ACTIVE
MSA-DOES | PES7071 | Air Compressor: Receiver | Air Compressor | d1a9f4c6-d7e4-ed11-8847-002248117628 | Ridge View Secondary College | 9709 | ACTIVE
MSA-DOES | PES7099 | Lift | Lift: Passenger | 5dcea7c8-d7e4-ed11-8847-000d3acb5309 | Riva Primary School | 10093 | ACTIVE
MSA-DOES | PES7100 | Lift: Monitoring Service | Lift: Passenger | 5dcea7c8-d7e4-ed11-8847-000d3acb5309 | Riva Primary School | 10093 | ACTIVE
MSA-DOES | PES7102 | Play Ground Equipment Inc. Nature Play | Sport Court & Playground Equipment inc Natureplay | 92dcabc5-d7e4-ed11-8847-0022481170b3 | Riva Primary School | 10093 | ACTIVE
MSA-DOES | PES7103 | Residual Current Device / RCD | Residual Current Devices (RCD) | 73cea7c8-d7e4-ed11-8847-000d3acb5309 | Riva Primary School | 10093 | ACTIVE
MSA-DOES | PES7104 | Emergency & Exit Lighting | Emergency & Exit Lighting | 54cea7c8-d7e4-ed11-8847-000d3acb5309 | Riva Primary School | 10093 | ACTIVE
MSA-DOES | PES7105 | Testing & Tagging | Testing & Tagging | dba9f4c6-d7e4-ed11-8847-002248117628 | Riva Primary School | 10093 | ACTIVE
MSA-DOES | PES7106 | Lighting Pole | Lighting Poles: External | 69cea7c8-d7e4-ed11-8847-000d3acb5309 | Riva Primary School | 10093 | ACTIVE
MSA-DOES | PES7107 | Fire Extinguisher | Fire Extinguisher | 63cea7c8-d7e4-ed11-8847-000d3acb5309 | Riva Primary School | 10093 | ACTIVE
MSA-DOES | PES7108 | Fire Blanket | Fire Blanket | f5daa8c7-d7e4-ed11-8847-0022489339ad | Riva Primary School | 10093 | ACTIVE
MSA-DOES | PES7109 | Fall Protection System | Fall Protection System | 8cdcabc5-d7e4-ed11-8847-0022481170b3 | Riva Primary School | 10093 | ACTIVE
MSA-DOES | PES7110 | Hot Water System: Ga & Electric | Hot Water Unit: Gas & Electric | d8a9f4c6-d7e4-ed11-8847-002248117628 | Riva Primary School | 10093 | ACTIVE
MSA-DOES | PES7111 | Solar Panel | Solar Electric System | 6acea7c8-d7e4-ed11-8847-000d3acb5309 | Riva Primary School | 10093 | ACTIVE
MSA-DOES | PES7128 | Backflow Prevention Valve | Backflow Prevention Valve | e9daa8c7-d7e4-ed11-8847-0022489339ad | Riva Primary School | 10093 | ACTIVE
MSA-DOES | PES7129 | Thermostatic Mixing Valve | Thermostatic Mixing Valve | 12dba8c7-d7e4-ed11-8847-0022489339ad | Riva Primary School | 10093 | ACTIVE
MSA-DOES | PES7130 | Tempering Valve | Tempering Valve | 74cea7c8-d7e4-ed11-8847-000d3acb5309 | Riva Primary School | 10093 | ACTIVE
MSA-DOES | PES7131 | Emergency Eye Wash | Emergency Eye Wash / Safety Shower | 6dcea7c8-d7e4-ed11-8847-000d3acb5309 | Riva Primary School | 10093 | ACTIVE
MSA-DOES | PES7132 | Boiling/Chilled Water Unit | Drinking Water Unit: Boiling / Chilled | 57cea7c8-d7e4-ed11-8847-000d3acb5309 | Riva Primary School | 10093 | ACTIVE
MSA-DOES | PES7158 | Fire Hydrant | Fire Hydrant | f3daa8c7-d7e4-ed11-8847-0022489339ad | Riva Primary School | 10093 | ACTIVE
MSA-DOES | PES1585 | Backflow Prevention Valve | Backflow Prevention Valve | e9daa8c7-d7e4-ed11-8847-0022489339ad | Rivergum Primary School | 9743 | ACTIVE
MSA-DOES | PES4088 | Air Conditioning: Evaporative Cooler | Air Conditioning: Evaporative Cooler | d3a9f4c6-d7e4-ed11-8847-002248117628 | Rivergum Primary School | 9743 | ACTIVE
MSA-DOES | PES4223 | Residual Current Device / RCD | Residual Current Devices (RCD) | 73cea7c8-d7e4-ed11-8847-000d3acb5309 | Rivergum Primary School | 9743 | ACTIVE
MSA-DOES | PES4224 | Emergency & Exit Lighting | Emergency & Exit Lighting | 54cea7c8-d7e4-ed11-8847-000d3acb5309 | Rivergum Primary School | 9743 | ACTIVE
MSA-DOES | PES4233 | Testing & Tagging | Testing & Tagging | dba9f4c6-d7e4-ed11-8847-002248117628 | Rivergum Primary School | 9743 | ACTIVE
MSA-DOES | PES4234 | Fire Extinguisher | Fire Extinguisher | 63cea7c8-d7e4-ed11-8847-000d3acb5309 | Rivergum Primary School | 9743 | ACTIVE
MSA-DOES | PES4235 | Fire Blanket | Fire Blanket | f5daa8c7-d7e4-ed11-8847-0022489339ad | Rivergum Primary School | 9743 | ACTIVE
MSA-DOES | PES4236 | Fire Hydrant | Fire Hydrant | f3daa8c7-d7e4-ed11-8847-0022489339ad | Rivergum Primary School | 9743 | ACTIVE
MSA-DOES | PES4237 | INACTIVE NO ASSETS ON SITE-Fire Hose Reel - Inspection, Service & Report | Fire Hose Reel | f4daa8c7-d7e4-ed11-8847-0022489339ad | Rivergum Primary School | 9743 | INACTIVE
MSA-DOES | PES4238 | Play Ground Equipment | Sport Court & Playground Equipment | 67cea7c8-d7e4-ed11-8847-000d3acb5309 | Rivergum Primary School | 9743 | ACTIVE
MSA-DOES | PES4277 | Fall Protection System | Fall Protection System | 8cdcabc5-d7e4-ed11-8847-0022481170b3 | Rivergum Primary School | 9743 | ACTIVE
MSA-DOES | PES4468 | Fire Hydrant Booster Connection | Fire Hydrant Booster Connection | 5fcea7c8-d7e4-ed11-8847-000d3acb5309 | Rivergum Primary School | 9743 | ACTIVE
MSA-DOES | PES4653 | Emergency Eye Wash | Emergency Eye Wash / Safety Shower | 6dcea7c8-d7e4-ed11-8847-000d3acb5309 | Rivergum Primary School | 9743 | ACTIVE
MSA-DOES | PES4655 | Thermostatic Mixing Valve | Thermostatic Mixing Valve | 12dba8c7-d7e4-ed11-8847-0022489339ad | Rivergum Primary School | 9743 | ACTIVE
MSA-DOES | PES4726 | Fire Hydrant | Fire Hydrant | f3daa8c7-d7e4-ed11-8847-0022489339ad | Rivergum Primary School | 9743 | ACTIVE
MSA-DOES | PES4824 | Gutter, Downpipe & Roof | Gutters, Downpipes & Roofs | f8daa8c7-d7e4-ed11-8847-0022489339ad | Rivergum Primary School | 9743 | ACTIVE
MSA-DOES | PES5156 | Lighting Pole | Lighting Poles: External | 69cea7c8-d7e4-ed11-8847-000d3acb5309 | Rivergum Primary School | 9743 | ACTIVE
MSA-DOES | PES5455 | Fire Hydrant | Fire Hydrant | f3daa8c7-d7e4-ed11-8847-0022489339ad | Rivergum Primary School | 9743 | ACTIVE
MSA-DOES | PES5545 | Ga Space Heating | Gas Space Heating | 8fdcabc5-d7e4-ed11-8847-0022481170b3 | Rivergum Primary School | 9743 | ACTIVE
MSA-DOES | PES5652 | Ga Appliance | Gas Appliance | 70cea7c8-d7e4-ed11-8847-000d3acb5309 | Rivergum Primary School | 9743 | ACTIVE
MSA-DOES | PES5731 | Tempering Valve | Tempering Valve | 74cea7c8-d7e4-ed11-8847-000d3acb5309 | Rivergum Primary School | 9743 | ACTIVE
MSA-DOES | PES6213 | Fire Hydrant: Booster Connection | Fire Hydrant Booster Connection | 5fcea7c8-d7e4-ed11-8847-000d3acb5309 | Rivergum Primary School | 9743 | ACTIVE
MSA-DOES | PES6214 | Fire Hydrant : Hydrostatic | Fire Hydrant | f3daa8c7-d7e4-ed11-8847-0022489339ad | Rivergum Primary School | 9743 | ACTIVE
MSA-DOES | PES6366 | Boiling/Chilled Water Unit | Drinking Water Unit: Boiling / Chilled | 57cea7c8-d7e4-ed11-8847-000d3acb5309 | Rivergum Primary School | 9743 | ACTIVE
MSA-DOES | PES6695 | Hot Water System: Ga & Electric | Hot Water Unit: Gas & Electric | d8a9f4c6-d7e4-ed11-8847-002248117628 | Rivergum Primary School | 9743 | ACTIVE
MSA-DOES | PES4058 | Fall Protection System | Fall Protection System | 8cdcabc5-d7e4-ed11-8847-0022481170b3 | Riverside Primary School | 5471 | ACTIVE
MSA-DOES | PES4059 | Testing & Tagging | Testing & Tagging | dba9f4c6-d7e4-ed11-8847-002248117628 | Riverside Primary School | 5471 | ACTIVE
MSA-DOES | PES4089 | Air Conditioning: Evaporative Cooler | Air Conditioning: Evaporative Cooler | d3a9f4c6-d7e4-ed11-8847-002248117628 | Riverside Primary School | 5471 | ACTIVE
MSA-DOES | PES4176 | Solar Panel | Solar Electric System | 6acea7c8-d7e4-ed11-8847-000d3acb5309 | Riverside Primary School | 5471 | ACTIVE
MSA-DOES | PES4201 | Emergency & Exit Lighting | Emergency & Exit Lighting | 54cea7c8-d7e4-ed11-8847-000d3acb5309 | Riverside Primary School | 5471 | ACTIVE
MSA-DOES | PES4202 | Ga Space Heating | Gas Space Heating | 8fdcabc5-d7e4-ed11-8847-0022481170b3 | Riverside Primary School | 5471 | ACTIVE
MSA-DOES | PES4203 | Gutter, Downpipe & Roof | Gutters, Downpipes & Roofs | f8daa8c7-d7e4-ed11-8847-0022489339ad | Riverside Primary School | 5471 | ACTIVE
MSA-DOES | PES4204 | Play Ground Equipment | Sport Court & Playground Equipment | 67cea7c8-d7e4-ed11-8847-000d3acb5309 | Riverside Primary School | 5471 | ACTIVE
MSA-DOES | PES4205 | Residual Current Device / RCD | Residual Current Devices (RCD) | 73cea7c8-d7e4-ed11-8847-000d3acb5309 | Riverside Primary School | 5471 | ACTIVE
MSA-DOES | PES4206 | Pest Control | Pest Control | 68cea7c8-d7e4-ed11-8847-000d3acb5309 | Riverside Primary School | 5471 | ACTIVE
MSA-DOES | PES4207 | Fire Extinguisher | Fire Extinguisher | 63cea7c8-d7e4-ed11-8847-000d3acb5309 | Riverside Primary School | 5471 | ACTIVE
MSA-DOES | PES4208 | Fire Hydrant | Fire Hydrant | f3daa8c7-d7e4-ed11-8847-0022489339ad | Riverside Primary School | 5471 | ACTIVE
MSA-DOES | PES4209 | Fire Blanket | Fire Blanket | f5daa8c7-d7e4-ed11-8847-0022489339ad | Riverside Primary School | 5471 | ACTIVE
MSA-DOES | PES4400 | Fire Hydrant | Fire Hydrant | f3daa8c7-d7e4-ed11-8847-0022489339ad | Riverside Primary School | 5471 | ACTIVE
MSA-DOES | PES4760 | Thermostatic Mixing Valve | Thermostatic Mixing Valve | 12dba8c7-d7e4-ed11-8847-0022489339ad | Riverside Primary School | 5471 | ACTIVE
MSA-DOES | PES4805 | Backflow Prevention Valve | Backflow Prevention Valve | e9daa8c7-d7e4-ed11-8847-0022489339ad | Riverside Primary School | 5471 | ACTIVE
MSA-DOES | PES4986 | Lighting Pole | Lighting Poles: External | 69cea7c8-d7e4-ed11-8847-000d3acb5309 | Riverside Primary School | 5471 | ACTIVE
MSA-DOES | PES5322 | Tempering Valve | Tempering Valve | 74cea7c8-d7e4-ed11-8847-000d3acb5309 | Riverside Primary School | 5471 | ACTIVE
MSA-DOES | PES5653 | INACTIVE NO ASSETS ONSITE-Ga Appliance - Inspection, Testing & Report | Gas Appliance | 70cea7c8-d7e4-ed11-8847-000d3acb5309 | Riverside Primary School | 5471 | INACTIVE
MSA-DOES | PES6395 | Boiling/Chilled Water Unit | Drinking Water Unit: Boiling / Chilled | 57cea7c8-d7e4-ed11-8847-000d3acb5309 | Riverside Primary School | 5471 | ACTIVE
MSA-DOES | PES6396 | Hot Water System: Ga & Electric | Hot Water Unit: Gas & Electric | d8a9f4c6-d7e4-ed11-8847-002248117628 | Riverside Primary School | 5471 | ACTIVE
MSA-DOES | PES3226 | Fall Protection System | Fall Protection System | 8cdcabc5-d7e4-ed11-8847-0022481170b3 | Riverton Primary School | 1785 | ACTIVE
MSA-DOES | PES3227 | Testing & Tagging | Testing & Tagging | dba9f4c6-d7e4-ed11-8847-002248117628 | Riverton Primary School | 1785 | ACTIVE
MSA-DOES | PES3228 | Play Ground Equipment | Sport Court & Playground Equipment | 67cea7c8-d7e4-ed11-8847-000d3acb5309 | Riverton Primary School | 1785 | ACTIVE
MSA-DOES | PES3229 | Backflow Prevention Valve | Backflow Prevention Valve | e9daa8c7-d7e4-ed11-8847-0022489339ad | Riverton Primary School | 1785 | ACTIVE
MSA-DOES | PES3230 | Emergency & Exit Lighting | Emergency & Exit Lighting | 54cea7c8-d7e4-ed11-8847-000d3acb5309 | Riverton Primary School | 1785 | ACTIVE
MSA-DOES | PES3231 | Air Conditioning: Evaporative Cooler | Air Conditioning: Evaporative Cooler | d3a9f4c6-d7e4-ed11-8847-002248117628 | Riverton Primary School | 1785 | ACTIVE
MSA-DOES | PES3232 | INACTIVE SERVICE REPORT REQUIRED-Fire Break - Clearing & Report | Fire Break | 65cea7c8-d7e4-ed11-8847-000d3acb5309 | Riverton Primary School | 1785 | INACTIVE
MSA-DOES | PES3233 | Ga Space Heating | Gas Space Heating | 8fdcabc5-d7e4-ed11-8847-0022481170b3 | Riverton Primary School | 1785 | ACTIVE
MSA-DOES | PES3234 | Gutter, Downpipe & Roof | Gutters, Downpipes & Roofs | f8daa8c7-d7e4-ed11-8847-0022489339ad | Riverton Primary School | 1785 | ACTIVE
MSA-DOES | PES3235 | Residual Current Device / RCD | Residual Current Devices (RCD) | 73cea7c8-d7e4-ed11-8847-000d3acb5309 | Riverton Primary School | 1785 | ACTIVE
MSA-DOES | PES3236 | Pest Control | Pest Control | 68cea7c8-d7e4-ed11-8847-000d3acb5309 | Riverton Primary School | 1785 | ACTIVE
MSA-DOES | PES3237 | Fire Extinguisher | Fire Extinguisher | 63cea7c8-d7e4-ed11-8847-000d3acb5309 | Riverton Primary School | 1785 | ACTIVE
MSA-DOES | PES3238 | Fire Blanket | Fire Blanket | f5daa8c7-d7e4-ed11-8847-0022489339ad | Riverton Primary School | 1785 | ACTIVE
MSA-DOES | PES4456 | Thermostatic Mixing Valve | Thermostatic Mixing Valve | 12dba8c7-d7e4-ed11-8847-0022489339ad | Riverton Primary School | 1785 | ACTIVE
MSA-DOES | PES5115 | INACTIVE NO ASSETS ONSITE-External Lighting Pole - Inspection & Reporting (inc Photo) | Lighting Poles: External | 69cea7c8-d7e4-ed11-8847-000d3acb5309 | Riverton Primary School | 1785 | INACTIVE
MSA-DOES | PES5226 | Emergency Eye Wash | Emergency Eye Wash / Safety Shower | 6dcea7c8-d7e4-ed11-8847-000d3acb5309 | Riverton Primary School | 1785 | ACTIVE
MSA-DOES | PES5594 | Tempering Valve | Tempering Valve | 74cea7c8-d7e4-ed11-8847-000d3acb5309 | Riverton Primary School | 1785 | ACTIVE
MSA-DOES | PES6279 | Hot Water System: Ga & Electric | Hot Water Unit: Gas & Electric | d8a9f4c6-d7e4-ed11-8847-002248117628 | Riverton Primary School | 1785 | ACTIVE
MSA-DOES | PES6947 | Boiling/Chilled Water Unit | Drinking Water Unit: Boiling / Chilled | 57cea7c8-d7e4-ed11-8847-000d3acb5309 | Riverton Primary School | 1785 | ACTIVE
MSA-DOES | PES3727 | Fall Protection System | Fall Protection System | 8cdcabc5-d7e4-ed11-8847-0022481170b3 | Rivervale Primary School | 2556 | ACTIVE
MSA-DOES | PES3728 | Backflow Prevention Valve | Backflow Prevention Valve | e9daa8c7-d7e4-ed11-8847-0022489339ad | Rivervale Primary School | 2556 | ACTIVE
MSA-DOES | PES3729 | Emergency & Exit Lighting | Emergency & Exit Lighting | 54cea7c8-d7e4-ed11-8847-000d3acb5309 | Rivervale Primary School | 2556 | ACTIVE
MSA-DOES | PES3730 | NIL ASSETS ONSITE - Evaporative Cooler - Inspection, Service & Report | Drinking Water Unit: Boiling / Chilled | 57cea7c8-d7e4-ed11-8847-000d3acb5309 | Rivervale Primary School | 2556 | INACTIVE
MSA-DOES | PES3731 | Fire Extinguisher | Fire Extinguisher | 63cea7c8-d7e4-ed11-8847-000d3acb5309 | Rivervale Primary School | 2556 | ACTIVE
MSA-DOES | PES3732 | Fire Blanket | Fire Blanket | f5daa8c7-d7e4-ed11-8847-0022489339ad | Rivervale Primary School | 2556 | ACTIVE
MSA-DOES | PES3733 | Ga Space Heating | Gas Space Heating | 8fdcabc5-d7e4-ed11-8847-0022481170b3 | Rivervale Primary School | 2556 | ACTIVE
MSA-DOES | PES3734 | Gutter, Downpipe & Roof | Gutters, Downpipes & Roofs | f8daa8c7-d7e4-ed11-8847-0022489339ad | Rivervale Primary School | 2556 | ACTIVE
MSA-DOES | PES3735 | Pest Control | Pest Control | 68cea7c8-d7e4-ed11-8847-000d3acb5309 | Rivervale Primary School | 2556 | ACTIVE
MSA-DOES | PES3736 | Play Ground Equipment Inc. Nature Play | Sport Court & Playground Equipment inc Natureplay | 92dcabc5-d7e4-ed11-8847-0022481170b3 | Rivervale Primary School | 2556 | ACTIVE
MSA-DOES | PES3737 | Residual Current Device / RCD | Residual Current Devices (RCD) | 73cea7c8-d7e4-ed11-8847-000d3acb5309 | Rivervale Primary School | 2556 | ACTIVE
MSA-DOES | PES3738 | Testing & Tagging | Testing & Tagging | dba9f4c6-d7e4-ed11-8847-002248117628 | Rivervale Primary School | 2556 | ACTIVE
MSA-DOES | PES4832 | Thermostatic Mixing Valve | Thermostatic Mixing Valve | 12dba8c7-d7e4-ed11-8847-0022489339ad | Rivervale Primary School | 2556 | ACTIVE
MSA-DOES | PES5030 | Lighting Pole | Lighting Poles: External | 69cea7c8-d7e4-ed11-8847-000d3acb5309 | Rivervale Primary School | 2556 | ACTIVE
MSA-DOES | PES5713 | INACTIVE NO ASSETS ONSITE-Ga Appliance - Inspection, Testing & Report | Gas Appliance | 70cea7c8-d7e4-ed11-8847-000d3acb5309 | Rivervale Primary School | 2556 | INACTIVE
MSA-DOES | PES5794 | Tempering Valve | Tempering Valve | 74cea7c8-d7e4-ed11-8847-000d3acb5309 | Rivervale Primary School | 2556 | ACTIVE
MSA-DOES | PES6626 | Hot Water System: Ga & Electric | Hot Water Unit: Gas & Electric | d8a9f4c6-d7e4-ed11-8847-002248117628 | Rivervale Primary School | 2556 | ACTIVE
MSA-DOES | PES6627 | Boiling/Chilled Water Unit | Drinking Water Unit: Boiling / Chilled | 57cea7c8-d7e4-ed11-8847-000d3acb5309 | Rivervale Primary School | 2556 | ACTIVE
MSA-DOES | PES6819 | Residual Current Device / RCD | Residual Current Devices (RCD) | 73cea7c8-d7e4-ed11-8847-000d3acb5309 | Rockingham Alternative Learning Setting | 10432 | ACTIVE
MSA-DOES | PES6820 | Testing & Tagging | Testing & Tagging | dba9f4c6-d7e4-ed11-8847-002248117628 | Rockingham Alternative Learning Setting | 10432 | ACTIVE
MSA-DOES | PES6821 | Fire Extinguisher | Fire Extinguisher | 63cea7c8-d7e4-ed11-8847-000d3acb5309 | Rockingham Alternative Learning Setting | 10432 | ACTIVE
MSA-DOES | PES6822 | Fire Blanket | Fire Blanket | f5daa8c7-d7e4-ed11-8847-0022489339ad | Rockingham Alternative Learning Setting | 10432 | ACTIVE
MSA-DOES | PES6823 | Hot Water System: Ga & Electric | Hot Water Unit: Gas & Electric | d8a9f4c6-d7e4-ed11-8847-002248117628 | Rockingham Alternative Learning Setting | 10432 | ACTIVE
MSA-DOES | PES7142 | Emergency & Exit Lighting | Emergency & Exit Lighting | 54cea7c8-d7e4-ed11-8847-000d3acb5309 | Rockingham Alternative Learning Setting | 10432 | ACTIVE
MSA-DOES | PES7145 | NO ASSETS ON SITE - Air Conditioning: Evaporative Cooler | Air Conditioning: Evaporative Cooler | d3a9f4c6-d7e4-ed11-8847-002248117628 | Rockingham Alternative Learning Setting | 10432 | INACTIVE
MSA-DOES | PES3239 | Fall Protection System | Fall Protection System | 8cdcabc5-d7e4-ed11-8847-0022481170b3 | Rockingham Beach Primary School | 1786 | ACTIVE
MSA-DOES | PES3240 | Testing & Tagging | Testing & Tagging | dba9f4c6-d7e4-ed11-8847-002248117628 | Rockingham Beach Primary School | 1786 | ACTIVE
MSA-DOES | PES3241 | Backflow Prevention Valve | Backflow Prevention Valve | e9daa8c7-d7e4-ed11-8847-0022489339ad | Rockingham Beach Primary School | 1786 | ACTIVE
MSA-DOES | PES3242 | Emergency & Exit Lighting | Emergency & Exit Lighting | 54cea7c8-d7e4-ed11-8847-000d3acb5309 | Rockingham Beach Primary School | 1786 | ACTIVE
MSA-DOES | PES3243 | Air Conditioning: Evaporative Cooler | Air Conditioning: Evaporative Cooler | d3a9f4c6-d7e4-ed11-8847-002248117628 | Rockingham Beach Primary School | 1786 | ACTIVE
MSA-DOES | PES3244 | INACTIVE NO SIGN ON SITE-Postmounted Changeable Message Board - Inspection, Service & Report | Post mounted Changeable Message Board | 93dcabc5-d7e4-ed11-8847-0022481170b3 | Rockingham Beach Primary School | 1786 | INACTIVE
MSA-DOES | PES3245 | Ga Space Heating | Gas Space Heating | 8fdcabc5-d7e4-ed11-8847-0022481170b3 | Rockingham Beach Primary School | 1786 | ACTIVE
MSA-DOES | PES3246 | Gutter, Downpipe & Roof | Gutters, Downpipes & Roofs | f8daa8c7-d7e4-ed11-8847-0022489339ad | Rockingham Beach Primary School | 1786 | ACTIVE
MSA-DOES | PES3247 | Play Ground Equipment | Sport Court & Playground Equipment | 67cea7c8-d7e4-ed11-8847-000d3acb5309 | Rockingham Beach Primary School | 1786 | ACTIVE
MSA-DOES | PES3248 | Solar Panel | Solar Electric System | 6acea7c8-d7e4-ed11-8847-000d3acb5309 | Rockingham Beach Primary School | 1786 | ACTIVE
MSA-DOES | PES3249 | Residual Current Device / RCD | Residual Current Devices (RCD) | 73cea7c8-d7e4-ed11-8847-000d3acb5309 | Rockingham Beach Primary School | 1786 | ACTIVE
MSA-DOES | PES3250 | Pest Control | Pest Control | 68cea7c8-d7e4-ed11-8847-000d3acb5309 | Rockingham Beach Primary School | 1786 | ACTIVE
MSA-DOES | PES3251 | Fire Extinguisher | Fire Extinguisher | 63cea7c8-d7e4-ed11-8847-000d3acb5309 | Rockingham Beach Primary School | 1786 | ACTIVE
MSA-DOES | PES3252 | Fire Blanket | Fire Blanket | f5daa8c7-d7e4-ed11-8847-0022489339ad | Rockingham Beach Primary School | 1786 | ACTIVE
MSA-DOES | PES4428 | Emergency Eye Wash | Emergency Eye Wash / Safety Shower | 6dcea7c8-d7e4-ed11-8847-000d3acb5309 | Rockingham Beach Primary School | 1786 | ACTIVE
MSA-DOES | PES4439 | Thermostatic Mixing Valve | Thermostatic Mixing Valve | 12dba8c7-d7e4-ed11-8847-0022489339ad | Rockingham Beach Primary School | 1786 | ACTIVE
MSA-DOES | PES5031 | Lighting Pole | Lighting Poles: External | 69cea7c8-d7e4-ed11-8847-000d3acb5309 | Rockingham Beach Primary School | 1786 | ACTIVE
MSA-DOES | PES5207 | Tempering Valve | Tempering Valve | 74cea7c8-d7e4-ed11-8847-000d3acb5309 | Rockingham Beach Primary School | 1786 | ACTIVE
MSA-DOES | PES6271 | Hot Water System: Ga & Electric | Hot Water Unit: Gas & Electric | d8a9f4c6-d7e4-ed11-8847-002248117628 | Rockingham Beach Primary School | 1786 | ACTIVE
MSA-DOES | PES6953 | Boiling/Chilled Water Unit | Drinking Water Unit: Boiling / Chilled | 57cea7c8-d7e4-ed11-8847-000d3acb5309 | Rockingham Beach Primary School | 1786 | ACTIVE
MSA-DOES | PES6954 | DUPLICATE OF PES6953 - Boiling/Chilled Water Unit | Drinking Water Unit: Boiling / Chilled | 57cea7c8-d7e4-ed11-8847-000d3acb5309 | Rockingham Beach Primary School | 1786 | INACTIVE
MSA-DOES | PES6955 | Ga Appliance | Gas Appliance | 70cea7c8-d7e4-ed11-8847-000d3acb5309 | Rockingham Beach Primary School | 1786 | ACTIVE
MSA-DOES | PES3253 | Fall Protection System | Fall Protection System | 8cdcabc5-d7e4-ed11-8847-0022481170b3 | Rockingham Lake Primary School | 6751 | ACTIVE
MSA-DOES | PES3254 | Testing & Tagging | Testing & Tagging | dba9f4c6-d7e4-ed11-8847-002248117628 | Rockingham Lake Primary School | 6751 | ACTIVE
MSA-DOES | PES3255 | Backflow Prevention Valve | Backflow Prevention Valve | e9daa8c7-d7e4-ed11-8847-0022489339ad | Rockingham Lake Primary School | 6751 | ACTIVE
MSA-DOES | PES3256 | Emergency & Exit Lighting | Emergency & Exit Lighting | 54cea7c8-d7e4-ed11-8847-000d3acb5309 | Rockingham Lake Primary School | 6751 | ACTIVE
MSA-DOES | PES3257 | Air Conditioning: Evaporative Cooler | Air Conditioning: Evaporative Cooler | d3a9f4c6-d7e4-ed11-8847-002248117628 | Rockingham Lake Primary School | 6751 | ACTIVE
MSA-DOES | PES3258 | Ga Space Heating | Gas Space Heating | 8fdcabc5-d7e4-ed11-8847-0022481170b3 | Rockingham Lake Primary School | 6751 | ACTIVE
MSA-DOES | PES3259 | Gutter, Downpipe & Roof | Gutters, Downpipes & Roofs | f8daa8c7-d7e4-ed11-8847-0022489339ad | Rockingham Lake Primary School | 6751 | ACTIVE
MSA-DOES | PES3260 | Play Ground Equipment Inc. Nature Play | Sport Court & Playground Equipment inc Natureplay | 92dcabc5-d7e4-ed11-8847-0022481170b3 | Rockingham Lake Primary School | 6751 | ACTIVE
MSA-DOES | PES3261 | Residual Current Device / RCD | Residual Current Devices (RCD) | 73cea7c8-d7e4-ed11-8847-000d3acb5309 | Rockingham Lake Primary School | 6751 | ACTIVE
MSA-DOES | PES3262 | INACTIVE AS PER MARIO RAPANARO REQUEST-Termite Inspection | Pest Control | 68cea7c8-d7e4-ed11-8847-000d3acb5309 | Rockingham Lake Primary School | 6751 | INACTIVE
MSA-DOES | PES3263 | Fire Extinguisher | Fire Extinguisher | 63cea7c8-d7e4-ed11-8847-000d3acb5309 | Rockingham Lake Primary School | 6751 | ACTIVE
MSA-DOES | PES3264 | Fire Hydrant | Fire Hydrant | f3daa8c7-d7e4-ed11-8847-0022489339ad | Rockingham Lake Primary School | 6751 | ACTIVE
MSA-DOES | PES3265 | Fire Hydrant Booster Connection | Fire Hydrant Booster Connection | 5fcea7c8-d7e4-ed11-8847-000d3acb5309 | Rockingham Lake Primary School | 6751 | ACTIVE
MSA-DOES | PES3266 | Fire Hose Reel | Fire Hose Reel | f4daa8c7-d7e4-ed11-8847-0022489339ad | Rockingham Lake Primary School | 6751 | ACTIVE
MSA-DOES | PES3267 | Fire Blanket | Fire Blanket | f5daa8c7-d7e4-ed11-8847-0022489339ad | Rockingham Lake Primary School | 6751 | ACTIVE
MSA-DOES | PES3268 | Fire Hydrant | Fire Hydrant | f3daa8c7-d7e4-ed11-8847-0022489339ad | Rockingham Lake Primary School | 6751 | ACTIVE
MSA-DOES | PES5032 | Lighting Pole | Lighting Poles: External | 69cea7c8-d7e4-ed11-8847-000d3acb5309 | Rockingham Lake Primary School | 6751 | ACTIVE
MSA-DOES | PES5374 | Fan: Large Diameter | Fan: Large Diameter | 5acea7c8-d7e4-ed11-8847-000d3acb5309 | Rockingham Lake Primary School | 6751 | ACTIVE
MSA-DOES | PES5464 | Drinking Water Unit: Filtered | Drinking Water Unit: Boiling / Chilled | 57cea7c8-d7e4-ed11-8847-000d3acb5309 | Rockingham Lake Primary School | 6751 | ACTIVE
MSA-DOES | PES5510 | Tempering Valve | Tempering Valve | 74cea7c8-d7e4-ed11-8847-000d3acb5309 | Rockingham Lake Primary School | 6751 | ACTIVE
MSA-DOES | PES5845 | Ga Appliance | Gas Appliance | 70cea7c8-d7e4-ed11-8847-000d3acb5309 | Rockingham Lake Primary School | 6751 | ACTIVE
MSA-DOES | PES6210 | Fire Hydrant | Fire Hydrant | f3daa8c7-d7e4-ed11-8847-0022489339ad | Rockingham Lake Primary School | 6751 | ACTIVE
MSA-DOES | PES6211 | Fire Hydrant: Booster Connection | Fire Hydrant Booster Connection | 5fcea7c8-d7e4-ed11-8847-000d3acb5309 | Rockingham Lake Primary School | 6751 | ACTIVE
MSA-DOES | PES6212 | Fire Hydrant : Hydrostatic | Fire Hydrant | f3daa8c7-d7e4-ed11-8847-0022489339ad | Rockingham Lake Primary School | 6751 | ACTIVE
MSA-DOES | PES6276 | Air Conditioning: Split | Air Conditioning: Split | 86dcabc5-d7e4-ed11-8847-0022481170b3 | Rockingham Lake Primary School | 6751 | ACTIVE
MSA-DOES | PES6359 | Hot Water System: Ga & Electric | Hot Water Unit: Gas & Electric | d8a9f4c6-d7e4-ed11-8847-002248117628 | Rockingham Lake Primary School | 6751 | ACTIVE
MSA-DOES | PES3269 | Fall Protection System | Fall Protection System | 8cdcabc5-d7e4-ed11-8847-0022481170b3 | Rockingham Senior High School | 1657 | ACTIVE
MSA-DOES | PES3270 | Backflow Prevention Valve | Backflow Prevention Valve | e9daa8c7-d7e4-ed11-8847-0022489339ad | Rockingham Senior High School | 1657 | ACTIVE
MSA-DOES | PES3271 | Testing & Tagging | Testing & Tagging | dba9f4c6-d7e4-ed11-8847-002248117628 | Rockingham Senior High School | 1657 | ACTIVE
MSA-DOES | PES3272 | Climbing Wall | Climbing Wall / Abseiling Structure | ebdaa8c7-d7e4-ed11-8847-0022489339ad | Rockingham Senior High School | 1657 | ACTIVE
MSA-DOES | PES3273 | Emergency & Exit Lighting | Emergency & Exit Lighting | 54cea7c8-d7e4-ed11-8847-000d3acb5309 | Rockingham Senior High School | 1657 | ACTIVE
MSA-DOES | PES3274 | Air Conditioning: Evaporative Cooler | Air Conditioning: Evaporative Cooler | d3a9f4c6-d7e4-ed11-8847-002248117628 | Rockingham Senior High School | 1657 | ACTIVE
MSA-DOES | PES3275 | SERVICE NOT REQUIRED-Fire Break - Clearing & Report | Fire Break | 65cea7c8-d7e4-ed11-8847-000d3acb5309 | Rockingham Senior High School | 1657 | INACTIVE
MSA-DOES | PES3276 | Fume Cupboard | Fume Cupboards | f7daa8c7-d7e4-ed11-8847-0022489339ad | Rockingham Senior High School | 1657 | ACTIVE
MSA-DOES | PES3277 | Ga Space Heating | Gas Space Heating | 8fdcabc5-d7e4-ed11-8847-0022481170b3 | Rockingham Senior High School | 1657 | ACTIVE
MSA-DOES | PES3278 | Gutter, Downpipe & Roof | Gutters, Downpipes & Roofs | f8daa8c7-d7e4-ed11-8847-0022489339ad | Rockingham Senior High School | 1657 | ACTIVE
MSA-DOES | PES3279 | Oil Pit | Pit: | 72cea7c8-d7e4-ed11-8847-000d3acb5309 | Rockingham Senior High School | 1657 | ACTIVE
MSA-DOES | PES3281 | Mobile Work Platform | Mobile Work Platforms | 07dba8c7-d7e4-ed11-8847-0022489339ad | Rockingham Senior High School | 1657 | ACTIVE
MSA-DOES | PES3282 | Thermostatic Mixing Valve | Thermostatic Mixing Valve | 12dba8c7-d7e4-ed11-8847-0022489339ad | Rockingham Senior High School | 1657 | ACTIVE
MSA-DOES | PES3283 | Residual Current Device / RCD | Residual Current Devices (RCD) | 73cea7c8-d7e4-ed11-8847-000d3acb5309 | Rockingham Senior High School | 1657 | ACTIVE
MSA-DOES | PES3284 | Pest Control | Pest Control | 68cea7c8-d7e4-ed11-8847-000d3acb5309 | Rockingham Senior High School | 1657 | ACTIVE
MSA-DOES | PES3285 | Fire Extinguisher | Fire Extinguisher | 63cea7c8-d7e4-ed11-8847-000d3acb5309 | Rockingham Senior High School | 1657 | ACTIVE
MSA-DOES | PES3286 | Fire Hydrant | Fire Hydrant | f3daa8c7-d7e4-ed11-8847-0022489339ad | Rockingham Senior High School | 1657 | ACTIVE
MSA-DOES | PES3287 | Fire Hose Reel | Fire Hose Reel | f4daa8c7-d7e4-ed11-8847-0022489339ad | Rockingham Senior High School | 1657 | ACTIVE
MSA-DOES | PES3288 | Fire Blanket | Fire Blanket | f5daa8c7-d7e4-ed11-8847-0022489339ad | Rockingham Senior High School | 1657 | ACTIVE
MSA-DOES | PES4298 | Design & Technology: Fixed Equipment | Design & Technology: Fixed Equipment | 53cea7c8-d7e4-ed11-8847-000d3acb5309 | Rockingham Senior High School | 1657 | ACTIVE
MSA-DOES | PES4401 | Fire Hydrant | Fire Hydrant | f3daa8c7-d7e4-ed11-8847-0022489339ad | Rockingham Senior High School | 1657 | ACTIVE
MSA-DOES | PES4463 | Extraction: Dust | Extraction System: Saw Dust | 61cea7c8-d7e4-ed11-8847-000d3acb5309 | Rockingham Senior High School | 1657 | ACTIVE
MSA-DOES | PES4509 | PAC: Retractable Seating | PAC: | ffdaa8c7-d7e4-ed11-8847-0022489339ad | Rockingham Senior High School | 1657 | ACTIVE
MSA-DOES | PES4538 | PAC: Lighting System | PAC: | ffdaa8c7-d7e4-ed11-8847-0022489339ad | Rockingham Senior High School | 1657 | ACTIVE
MSA-DOES | PES4561 | PAC: Staging System | PAC: | ffdaa8c7-d7e4-ed11-8847-0022489339ad | Rockingham Senior High School | 1657 | ACTIVE
MSA-DOES | PES4588 | PAC: Curtain | PAC: | ffdaa8c7-d7e4-ed11-8847-0022489339ad | Rockingham Senior High School | 1657 | ACTIVE
MSA-DOES | PES4617 | PAC: Audio System | PAC: | ffdaa8c7-d7e4-ed11-8847-0022489339ad | Rockingham Senior High School | 1657 | ACTIVE
MSA-DOES | PES4633 | PAC: Hoist / Winche | PAC: Hoist / Winch | fddaa8c7-d7e4-ed11-8847-0022489339ad | Rockingham Senior High School | 1657 | ACTIVE
MSA-DOES | PES4666 | Emergency Eye Wash | Emergency Eye Wash / Safety Shower | 6dcea7c8-d7e4-ed11-8847-000d3acb5309 | Rockingham Senior High School | 1657 | ACTIVE
MSA-DOES | PES5033 | Lighting Pole | Lighting Poles: External | 69cea7c8-d7e4-ed11-8847-000d3acb5309 | Rockingham Senior High School | 1657 | ACTIVE
MSA-DOES | PES5343 | Tempering Valve | Tempering Valve | 74cea7c8-d7e4-ed11-8847-000d3acb5309 | Rockingham Senior High School | 1657 | ACTIVE
MSA-DOES | PES5654 | Ga Appliance | Gas Appliance | 70cea7c8-d7e4-ed11-8847-000d3acb5309 | Rockingham Senior High School | 1657 | ACTIVE
MSA-DOES | PES6027 | Dangerou Good Safety Storage Cabinet | Dangerous Goods Safety Storage Cabinets | eedaa8c7-d7e4-ed11-8847-0022489339ad | Rockingham Senior High School | 1657 | ACTIVE
MSA-DOES | PES6065 | Design & Technology: Reticulated Ga Welding System | Design & Technology: Reticulated Gas Welding System | 11dba8c7-d7e4-ed11-8847-0022489339ad | Rockingham Senior High School | 1657 | ACTIVE
MSA-DOES | PES6393 | Boiling/Chilled Water Unit | Drinking Water Unit: Boiling / Chilled | 57cea7c8-d7e4-ed11-8847-000d3acb5309 | Rockingham Senior High School | 1657 | ACTIVE
MSA-DOES | PES6394 | Effluent System | Sewerage Pumping Station | 55cea7c8-d7e4-ed11-8847-000d3acb5309 | Rockingham Senior High School | 1657 | ACTIVE
MSA-DOES | PES6696 | Hot Water System: Ga & Electric | Hot Water Unit: Gas & Electric | d8a9f4c6-d7e4-ed11-8847-002248117628 | Rockingham Senior High School | 1657 | ACTIVE
MSA-DOES | PES6729 | Compressor: | Air Compressor | d1a9f4c6-d7e4-ed11-8847-002248117628 | Rockingham Senior High School | 1657 | ACTIVE
MSA-DOES | PES6956 | Air Compressor: Receiver | Air Compressor | d1a9f4c6-d7e4-ed11-8847-002248117628 | Rockingham Senior High School | 1657 | ACTIVE
MSA-DOES | PES7195 | Fire Pump: Diesel | Fire Pump: Diesel | 00dba8c7-d7e4-ed11-8847-0022489339ad | Rockingham Senior High School | 1657 | DRAFT
MSA-DOES | PES7196 | Fire Water Storage Tank | Fire Water Storage Tank | 60cea7c8-d7e4-ed11-8847-000d3acb5309 | Rockingham Senior High School | 1657 | DRAFT
MSA-DOES | PES7197 | Fire Pump: Electric | Fire Pump: Electric | 89dcabc5-d7e4-ed11-8847-0022481170b3 | Rockingham Senior High School | 1657 | DRAFT
MSA-DOES | PES3289 | Fall Protection System | Fall Protection System | 8cdcabc5-d7e4-ed11-8847-0022481170b3 | Roleystone Community College | 2489 | ACTIVE
MSA-DOES | PES3290 | Backflow Prevention Valve | Backflow Prevention Valve | e9daa8c7-d7e4-ed11-8847-0022489339ad | Roleystone Community College | 2489 | ACTIVE
MSA-DOES | PES3291 | Testing & Tagging | Testing & Tagging | dba9f4c6-d7e4-ed11-8847-002248117628 | Roleystone Community College | 2489 | ACTIVE
MSA-DOES | PES3292 | Emergency & Exit Lighting | Emergency & Exit Lighting | 54cea7c8-d7e4-ed11-8847-000d3acb5309 | Roleystone Community College | 2489 | ACTIVE
MSA-DOES | PES3293 | Air Conditioning: Evaporative Cooler | Air Conditioning: Evaporative Cooler | d3a9f4c6-d7e4-ed11-8847-002248117628 | Roleystone Community College | 2489 | ACTIVE
MSA-DOES | PES3294 | Fume Cupboard | Fume Cupboards | f7daa8c7-d7e4-ed11-8847-0022489339ad | Roleystone Community College | 2489 | ACTIVE
MSA-DOES | PES3295 | Ga Space Heating | Gas Space Heating | 8fdcabc5-d7e4-ed11-8847-0022481170b3 | Roleystone Community College | 2489 | ACTIVE
MSA-DOES | PES3296 | Gutter, Downpipe & Roof | Gutters, Downpipes & Roofs | f8daa8c7-d7e4-ed11-8847-0022489339ad | Roleystone Community College | 2489 | ACTIVE
MSA-DOES | PES3297 | Design & Technology: Fixed Equipment | Design & Technology: Fixed Equipment | 53cea7c8-d7e4-ed11-8847-000d3acb5309 | Roleystone Community College | 2489 | ACTIVE
MSA-DOES | PES3298 | Residual Current Device / RCD | Residual Current Devices (RCD) | 73cea7c8-d7e4-ed11-8847-000d3acb5309 | Roleystone Community College | 2489 | ACTIVE
MSA-DOES | PES3299 | Thermostatic Mixing Valve | Thermostatic Mixing Valve | 12dba8c7-d7e4-ed11-8847-0022489339ad | Roleystone Community College | 2489 | ACTIVE
MSA-DOES | PES3300 | Pest Control | Pest Control | 68cea7c8-d7e4-ed11-8847-000d3acb5309 | Roleystone Community College | 2489 | ACTIVE
MSA-DOES | PES3301 | Fire Extinguisher | Fire Extinguisher | 63cea7c8-d7e4-ed11-8847-000d3acb5309 | Roleystone Community College | 2489 | ACTIVE
MSA-DOES | PES3302 | Fire Hydrant | Fire Hydrant | f3daa8c7-d7e4-ed11-8847-0022489339ad | Roleystone Community College | 2489 | ACTIVE
MSA-DOES | PES3303 | Fire Hydrant Booster Connection | Fire Hydrant Booster Connection | 5fcea7c8-d7e4-ed11-8847-000d3acb5309 | Roleystone Community College | 2489 | ACTIVE
MSA-DOES | PES3304 | Fire Hose Reel | Fire Hose Reel | f4daa8c7-d7e4-ed11-8847-0022489339ad | Roleystone Community College | 2489 | ACTIVE
MSA-DOES | PES3305 | Fire Blanket | Fire Blanket | f5daa8c7-d7e4-ed11-8847-0022489339ad | Roleystone Community College | 2489 | ACTIVE
MSA-DOES | PES3306 | Fire Hydrant | Fire Hydrant | f3daa8c7-d7e4-ed11-8847-0022489339ad | Roleystone Community College | 2489 | ACTIVE
MSA-DOES | PES4311 | Fire Break | Fire Break | 65cea7c8-d7e4-ed11-8847-000d3acb5309 | Roleystone Community College | 2489 | ACTIVE
MSA-DOES | PES4487 | Emergency Eye Wash | Emergency Eye Wash / Safety Shower | 6dcea7c8-d7e4-ed11-8847-000d3acb5309 | Roleystone Community College | 2489 | ACTIVE
MSA-DOES | PES5034 | Lighting Pole | Lighting Poles: External | 69cea7c8-d7e4-ed11-8847-000d3acb5309 | Roleystone Community College | 2489 | ACTIVE
MSA-DOES | PES5313 | Tempering Valve | Tempering Valve | 74cea7c8-d7e4-ed11-8847-000d3acb5309 | Roleystone Community College | 2489 | ACTIVE
MSA-DOES | PES5364 | Fire Pump: Diesel | Fire Pump: Diesel | 00dba8c7-d7e4-ed11-8847-0022489339ad | Roleystone Community College | 2489 | ACTIVE
MSA-DOES | PES5365 | Fire Pump: Electric | Fire Pump: Electric | 89dcabc5-d7e4-ed11-8847-0022481170b3 | Roleystone Community College | 2489 | ACTIVE
MSA-DOES | PES5408 | Fire Water Storage Tank | Fire Water Storage Tank | 60cea7c8-d7e4-ed11-8847-000d3acb5309 | Roleystone Community College | 2489 | ACTIVE
MSA-DOES | PES5633 | Ga Appliance | Gas Appliance | 70cea7c8-d7e4-ed11-8847-000d3acb5309 | Roleystone Community College | 2489 | ACTIVE
MSA-DOES | PES5782 | Play Ground Equipment Inc. Nature Play | Sport Court & Playground Equipment inc Natureplay | 92dcabc5-d7e4-ed11-8847-0022481170b3 | Roleystone Community College | 2489 | ACTIVE
MSA-DOES | PES5966 | Dangerou Good Safety Storage Cabinet | Dangerous Goods Safety Storage Cabinets | eedaa8c7-d7e4-ed11-8847-0022489339ad | Roleystone Community College | 2489 | ACTIVE
MSA-DOES | PES6060 | Design & Technology: Reticulated Ga Welding System | Design & Technology: Reticulated Gas Welding System | 11dba8c7-d7e4-ed11-8847-0022489339ad | Roleystone Community College | 2489 | ACTIVE
MSA-DOES | PES6348 | Boiling/Chilled Water Unit | Drinking Water Unit: Boiling / Chilled | 57cea7c8-d7e4-ed11-8847-000d3acb5309 | Roleystone Community College | 2489 | ACTIVE
MSA-DOES | PES6552 | Fire Brigade Booster Connection: Overhaul | Fire Hydrant Booster Connection | 5fcea7c8-d7e4-ed11-8847-000d3acb5309 | Roleystone Community College | 2489 | ACTIVE
MSA-DOES | PES6553 | Fire Hydrant: Overhaul | Fire Hydrant | f3daa8c7-d7e4-ed11-8847-0022489339ad | Roleystone Community College | 2489 | ACTIVE
MSA-DOES | PES6554 | Fire Brigade Booster Connection: Pressure Gauge | Fire Hydrant Booster Connection | 5fcea7c8-d7e4-ed11-8847-000d3acb5309 | Roleystone Community College | 2489 | ACTIVE
MSA-DOES | PES6555 | Fire Hydrant: Booster - Hydrostatic Test | Fire Hydrant Booster Connection | 5fcea7c8-d7e4-ed11-8847-000d3acb5309 | Roleystone Community College | 2489 | ACTIVE
MSA-DOES | PES6556 | Fire Hydrant: Booster - Flow Test | Fire Hydrant Booster Connection | 5fcea7c8-d7e4-ed11-8847-000d3acb5309 | Roleystone Community College | 2489 | ACTIVE
MSA-DOES | PES6622 | Hot Water System: Ga & Electric | Hot Water Unit: Gas & Electric | d8a9f4c6-d7e4-ed11-8847-002248117628 | Roleystone Community College | 2489 | ACTIVE
MSA-DOES | PES6730 | Compressor: | Air Compressor | d1a9f4c6-d7e4-ed11-8847-002248117628 | Roleystone Community College | 2489 | ACTIVE
MSA-DOES | PES6839 | Extraction: Dust | Extraction System: Saw Dust | 61cea7c8-d7e4-ed11-8847-000d3acb5309 | Roleystone Community College | 2489 | ACTIVE
MSA-DOES | PES4324 | Play Ground Equipment - Inspection, Service & Report | Sport Court & Playground Equipment | 67cea7c8-d7e4-ed11-8847-000d3acb5309 | Roleystone Primary School | 2553 | INACTIVE
MSA-DOES | PES3307 | Fall Protection System | Fall Protection System | 8cdcabc5-d7e4-ed11-8847-0022481170b3 | Rossmoyne Primary School | 1789 | ACTIVE
MSA-DOES | PES3308 | Backflow Prevention Valve | Backflow Prevention Valve | e9daa8c7-d7e4-ed11-8847-0022489339ad | Rossmoyne Primary School | 1789 | ACTIVE
MSA-DOES | PES3309 | Testing & Tagging | Testing & Tagging | dba9f4c6-d7e4-ed11-8847-002248117628 | Rossmoyne Primary School | 1789 | ACTIVE
MSA-DOES | PES3310 | Emergency & Exit Lighting | Emergency & Exit Lighting | 54cea7c8-d7e4-ed11-8847-000d3acb5309 | Rossmoyne Primary School | 1789 | ACTIVE
MSA-DOES | PES3311 | Air Conditioning: Evaporative Cooler | Air Conditioning: Evaporative Cooler | d3a9f4c6-d7e4-ed11-8847-002248117628 | Rossmoyne Primary School | 1789 | ACTIVE
MSA-DOES | PES3312 | Ga Space Heating | Gas Space Heating | 8fdcabc5-d7e4-ed11-8847-0022481170b3 | Rossmoyne Primary School | 1789 | ACTIVE
MSA-DOES | PES3313 | Gutter, Downpipe & Roof | Gutters, Downpipes & Roofs | f8daa8c7-d7e4-ed11-8847-0022489339ad | Rossmoyne Primary School | 1789 | ACTIVE
MSA-DOES | PES3314 | Play Ground Equipment | Sport Court & Playground Equipment | 67cea7c8-d7e4-ed11-8847-000d3acb5309 | Rossmoyne Primary School | 1789 | ACTIVE
MSA-DOES | PES3315 | Residual Current Device / RCD | Residual Current Devices (RCD) | 73cea7c8-d7e4-ed11-8847-000d3acb5309 | Rossmoyne Primary School | 1789 | ACTIVE
MSA-DOES | PES3316 | Pest Control | Pest Control | 68cea7c8-d7e4-ed11-8847-000d3acb5309 | Rossmoyne Primary School | 1789 | ACTIVE
MSA-DOES | PES3317 | Fire Extinguisher | Fire Extinguisher | 63cea7c8-d7e4-ed11-8847-000d3acb5309 | Rossmoyne Primary School | 1789 | ACTIVE
MSA-DOES | PES3318 | Fire Blanket | Fire Blanket | f5daa8c7-d7e4-ed11-8847-0022489339ad | Rossmoyne Primary School | 1789 | ACTIVE
MSA-DOES | PES4177 | Solar Panel | Solar Electric System | 6acea7c8-d7e4-ed11-8847-000d3acb5309 | Rossmoyne Primary School | 1789 | ACTIVE
MSA-DOES | PES4796 | Thermostatic Mixing Valve | Thermostatic Mixing Valve | 12dba8c7-d7e4-ed11-8847-0022489339ad | Rossmoyne Primary School | 1789 | ACTIVE
MSA-DOES | PES5116 | Lighting Pole | Lighting Poles: External | 69cea7c8-d7e4-ed11-8847-000d3acb5309 | Rossmoyne Primary School | 1789 | ACTIVE
MSA-DOES | PES5680 | INACTIVE NO ASSETS ONSITE-Ga Appliance - Inspection, Testing & Report | Gas Appliance | 70cea7c8-d7e4-ed11-8847-000d3acb5309 | Rossmoyne Primary School | 1789 | INACTIVE
MSA-DOES | PES6517 | Boiling/Chilled Water Unit | Drinking Water Unit: Boiling / Chilled | 57cea7c8-d7e4-ed11-8847-000d3acb5309 | Rossmoyne Primary School | 1789 | ACTIVE
MSA-DOES | PES6518 | Hot Water System: Ga & Electric | Hot Water Unit: Gas & Electric | d8a9f4c6-d7e4-ed11-8847-002248117628 | Rossmoyne Primary School | 1789 | ACTIVE
MSA-DOES | PES3319 | Testing & Tagging | Testing & Tagging | dba9f4c6-d7e4-ed11-8847-002248117628 | Rossmoyne Senior High School | 1656 | ACTIVE
MSA-DOES | PES3320 | Backflow Prevention Valve | Backflow Prevention Valve | e9daa8c7-d7e4-ed11-8847-0022489339ad | Rossmoyne Senior High School | 1656 | ACTIVE
MSA-DOES | PES3321 | Emergency & Exit Lighting | Emergency & Exit Lighting | 54cea7c8-d7e4-ed11-8847-000d3acb5309 | Rossmoyne Senior High School | 1656 | ACTIVE
MSA-DOES | PES3322 | Air Conditioning: Evaporative Cooler | Air Conditioning: Evaporative Cooler | d3a9f4c6-d7e4-ed11-8847-002248117628 | Rossmoyne Senior High School | 1656 | ACTIVE
MSA-DOES | PES3323 | Fire Break | Fire Break | 65cea7c8-d7e4-ed11-8847-000d3acb5309 | Rossmoyne Senior High School | 1656 | ACTIVE
MSA-DOES | PES3324 | Fume Cupboard | Fume Cupboards | f7daa8c7-d7e4-ed11-8847-0022489339ad | Rossmoyne Senior High School | 1656 | ACTIVE
MSA-DOES | PES3325 | Gutter, Downpipe & Roof | Gutters, Downpipes & Roofs | f8daa8c7-d7e4-ed11-8847-0022489339ad | Rossmoyne Senior High School | 1656 | ACTIVE
MSA-DOES | PES3326 | Lift | Lift: Passenger | 5dcea7c8-d7e4-ed11-8847-000d3acb5309 | Rossmoyne Senior High School | 1656 | ACTIVE
MSA-DOES | PES3328 | Mobile Work Platform | Mobile Work Platforms | 07dba8c7-d7e4-ed11-8847-0022489339ad | Rossmoyne Senior High School | 1656 | ACTIVE
MSA-DOES | PES3329 | Air Conditioning: Package | Air Conditioning: Package | 85dcabc5-d7e4-ed11-8847-0022481170b3 | Rossmoyne Senior High School | 1656 | ACTIVE
MSA-DOES | PES3330 | Residual Current Device / RCD | Residual Current Devices (RCD) | 73cea7c8-d7e4-ed11-8847-000d3acb5309 | Rossmoyne Senior High School | 1656 | ACTIVE
MSA-DOES | PES3331 | Grease Trap: | Grease Trap: | fadaa8c7-d7e4-ed11-8847-0022489339ad | Rossmoyne Senior High School | 1656 | ACTIVE
MSA-DOES | PES3332 | Solar Panel | Solar Electric System | 6acea7c8-d7e4-ed11-8847-000d3acb5309 | Rossmoyne Senior High School | 1656 | ACTIVE
MSA-DOES | PES3333 | Swimming Pool | Swimming Pool | 09dba8c7-d7e4-ed11-8847-0022489339ad | Rossmoyne Senior High School | 1656 | ACTIVE
MSA-DOES | PES3334 | Thermostatic Mixing Valve | Thermostatic Mixing Valve | 12dba8c7-d7e4-ed11-8847-0022489339ad | Rossmoyne Senior High School | 1656 | ACTIVE
MSA-DOES | PES3335 | Pest Control | Pest Control | 68cea7c8-d7e4-ed11-8847-000d3acb5309 | Rossmoyne Senior High School | 1656 | ACTIVE
MSA-DOES | PES3336 | Fire Extinguisher | Fire Extinguisher | 63cea7c8-d7e4-ed11-8847-000d3acb5309 | Rossmoyne Senior High School | 1656 | ACTIVE
MSA-DOES | PES3337 | Fire Hydrant Booster Connection | Fire Hydrant Booster Connection | 5fcea7c8-d7e4-ed11-8847-000d3acb5309 | Rossmoyne Senior High School | 1656 | ACTIVE
MSA-DOES | PES3338 | Fire Hydrant | Fire Hydrant | f3daa8c7-d7e4-ed11-8847-0022489339ad | Rossmoyne Senior High School | 1656 | ACTIVE
MSA-DOES | PES3339 | Fire Hose Reel | Fire Hose Reel | f4daa8c7-d7e4-ed11-8847-0022489339ad | Rossmoyne Senior High School | 1656 | ACTIVE
MSA-DOES | PES3340 | Fire Blanket | Fire Blanket | f5daa8c7-d7e4-ed11-8847-0022489339ad | Rossmoyne Senior High School | 1656 | ACTIVE
MSA-DOES | PES4278 | Fall Protection System | Fall Protection System | 8cdcabc5-d7e4-ed11-8847-0022481170b3 | Rossmoyne Senior High School | 1656 | ACTIVE
MSA-DOES | PES4299 | Design & Technology: Fixed Equipment | Design & Technology: Fixed Equipment | 53cea7c8-d7e4-ed11-8847-000d3acb5309 | Rossmoyne Senior High School | 1656 | ACTIVE
MSA-DOES | PES4488 | Emergency Eye Wash & Safety Shower | Emergency Eye Wash / Safety Shower | 6dcea7c8-d7e4-ed11-8847-000d3acb5309 | Rossmoyne Senior High School | 1656 | ACTIVE
MSA-DOES | PES4510 | PAC: Retractable Seating | PAC: | ffdaa8c7-d7e4-ed11-8847-0022489339ad | Rossmoyne Senior High School | 1656 | ACTIVE
MSA-DOES | PES4539 | PAC: Lighting System | PAC: | ffdaa8c7-d7e4-ed11-8847-0022489339ad | Rossmoyne Senior High School | 1656 | ACTIVE
MSA-DOES | PES4589 | PAC: Curtain | PAC: | ffdaa8c7-d7e4-ed11-8847-0022489339ad | Rossmoyne Senior High School | 1656 | ACTIVE
MSA-DOES | PES4618 | PAC: Audio System | PAC: | ffdaa8c7-d7e4-ed11-8847-0022489339ad | Rossmoyne Senior High School | 1656 | ACTIVE
MSA-DOES | PES4634 | PAC: Hoist / Winche | PAC: Hoist / Winch | fddaa8c7-d7e4-ed11-8847-0022489339ad | Rossmoyne Senior High School | 1656 | ACTIVE
MSA-DOES | PES4727 | Fire Hydrant | Fire Hydrant | f3daa8c7-d7e4-ed11-8847-0022489339ad | Rossmoyne Senior High School | 1656 | ACTIVE
MSA-DOES | PES4747 | Fire Pump: Diesel | Fire Pump: Diesel | 00dba8c7-d7e4-ed11-8847-0022489339ad | Rossmoyne Senior High School | 1656 | ACTIVE
MSA-DOES | PES4748 | Fire Pump: Electric | Fire Pump: Electric | 89dcabc5-d7e4-ed11-8847-0022481170b3 | Rossmoyne Senior High School | 1656 | ACTIVE
MSA-DOES | PES4749 | Fire Water Storage Tank | Fire Water Storage Tank | 60cea7c8-d7e4-ed11-8847-000d3acb5309 | Rossmoyne Senior High School | 1656 | ACTIVE
MSA-DOES | PES5117 | Lighting Pole | Lighting Poles: External | 69cea7c8-d7e4-ed11-8847-000d3acb5309 | Rossmoyne Senior High School | 1656 | ACTIVE
MSA-DOES | PES5220 | Tempering Valve | Tempering Valve | 74cea7c8-d7e4-ed11-8847-000d3acb5309 | Rossmoyne Senior High School | 1656 | ACTIVE
MSA-DOES | PES5242 | Extraction: Dust | Extraction System: Saw Dust | 61cea7c8-d7e4-ed11-8847-000d3acb5309 | Rossmoyne Senior High School | 1656 | ACTIVE
MSA-DOES | PES5339 | Effluent System | Sewerage Pumping Station | 55cea7c8-d7e4-ed11-8847-000d3acb5309 | Rossmoyne Senior High School | 1656 | ACTIVE
MSA-DOES | PES5714 | Ga Appliance | Gas Appliance | 70cea7c8-d7e4-ed11-8847-000d3acb5309 | Rossmoyne Senior High School | 1656 | ACTIVE
MSA-DOES | PES5883 | Ga Space Heating | Gas Space Heating | 8fdcabc5-d7e4-ed11-8847-0022481170b3 | Rossmoyne Senior High School | 1656 | ACTIVE
MSA-DOES | PES6016 | Dangerou Good Safety Storage Cabinet | Dangerous Goods Safety Storage Cabinets | eedaa8c7-d7e4-ed11-8847-0022489339ad | Rossmoyne Senior High School | 1656 | ACTIVE
MSA-DOES | PES6101 | Grease Trap: | Grease Trap: | fadaa8c7-d7e4-ed11-8847-0022489339ad | Rossmoyne Senior High School | 1656 | ACTIVE
MSA-DOES | PES6412 | Fire Brigade Booster Connection: Overhaul | Fire Hydrant Booster Connection | 5fcea7c8-d7e4-ed11-8847-000d3acb5309 | Rossmoyne Senior High School | 1656 | ACTIVE
MSA-DOES | PES6413 | Fire Hydrant: Overhaul | Fire Hydrant | f3daa8c7-d7e4-ed11-8847-0022489339ad | Rossmoyne Senior High School | 1656 | ACTIVE
MSA-DOES | PES6414 | Fire Brigade Booster Connection: Pressure Gauge | Fire Hydrant Booster Connection | 5fcea7c8-d7e4-ed11-8847-000d3acb5309 | Rossmoyne Senior High School | 1656 | ACTIVE
MSA-DOES | PES6415 | Fire Hydrant: Booster - Hydrostatic Test | Fire Hydrant Booster Connection | 5fcea7c8-d7e4-ed11-8847-000d3acb5309 | Rossmoyne Senior High School | 1656 | ACTIVE
MSA-DOES | PES6416 | Fire Hydrant: Booster - Flow Test | Fire Hydrant Booster Connection | 5fcea7c8-d7e4-ed11-8847-000d3acb5309 | Rossmoyne Senior High School | 1656 | ACTIVE
MSA-DOES | PES6479 | Door: Automatic | Door: Automatic | 4ecea7c8-d7e4-ed11-8847-000d3acb5309 | Rossmoyne Senior High School | 1656 | ACTIVE
MSA-DOES | PES6532 | Hot Water System: Ga & Electric | Hot Water Unit: Gas & Electric | d8a9f4c6-d7e4-ed11-8847-002248117628 | Rossmoyne Senior High School | 1656 | ACTIVE
MSA-DOES | PES6673 | PAC: Lighting System | PAC: | ffdaa8c7-d7e4-ed11-8847-0022489339ad | Rossmoyne Senior High School | 1656 | INACTIVE
MSA-DOES | PES6674 | CANCELLED - PAC: Curtain | PAC: | ffdaa8c7-d7e4-ed11-8847-0022489339ad | Rossmoyne Senior High School | 1656 | INACTIVE
MSA-DOES | PES6675 | PAC: Curtain | PAC: | ffdaa8c7-d7e4-ed11-8847-0022489339ad | Rossmoyne Senior High School | 1656 | ACTIVE
MSA-DOES | PES6676 | PAC: Audio System | PAC: | ffdaa8c7-d7e4-ed11-8847-0022489339ad | Rossmoyne Senior High School | 1656 | ACTIVE
MSA-DOES | PES6680 | Air Compressor: Receiver | Air Compressor | d1a9f4c6-d7e4-ed11-8847-002248117628 | Rossmoyne Senior High School | 1656 | ACTIVE
MSA-DOES | PES6731 | Compressor: | Air Compressor | d1a9f4c6-d7e4-ed11-8847-002248117628 | Rossmoyne Senior High School | 1656 | ACTIVE
MSA-DOES | PES6941 | Boiling/Chilled Water Unit | Drinking Water Unit: Boiling / Chilled | 57cea7c8-d7e4-ed11-8847-000d3acb5309 | Rossmoyne Senior High School | 1656 | ACTIVE
MSA-DOES | PES6976 | Lift: Monitoring Service | Lift: Passenger | 5dcea7c8-d7e4-ed11-8847-000d3acb5309 | Rossmoyne Senior High School | 1656 | ACTIVE
MSA-DOES | PES7038 | Design & Technology: Portable Ga Welding System | Design & Technology: Portable Gas Welding System | 8adcabc5-d7e4-ed11-8847-0022481170b3 | Rossmoyne Senior High School | 1656 | ACTIVE
MSA-DOES | PES7097 | Fan: Ventilation Exhaust | Fan: Ventilation Exhaust | 88dcabc5-d7e4-ed11-8847-0022481170b3 | Rossmoyne Senior High School | 1656 | DRAFT
MSA-DOES | PES7118 | Fire Damper | Fire Damper | 0ddba8c7-d7e4-ed11-8847-0022489339ad | Rossmoyne Senior High School | 1656 | ACTIVE
MSA-DOES | PES3341 | Fall Protection System | Fall Protection System | 8cdcabc5-d7e4-ed11-8847-0022481170b3 | Rostrata Primary School | 1840 | ACTIVE
MSA-DOES | PES3342 | Testing & Tagging | Testing & Tagging | dba9f4c6-d7e4-ed11-8847-002248117628 | Rostrata Primary School | 1840 | ACTIVE
MSA-DOES | PES3343 | Play Ground Equipment Inc. Nature Play | Sport Court & Playground Equipment inc Natureplay | 92dcabc5-d7e4-ed11-8847-0022481170b3 | Rostrata Primary School | 1840 | ACTIVE
MSA-DOES | PES3344 | Backflow Prevention Valve | Backflow Prevention Valve | e9daa8c7-d7e4-ed11-8847-0022489339ad | Rostrata Primary School | 1840 | ACTIVE
MSA-DOES | PES3345 | Emergency & Exit Lighting | Emergency & Exit Lighting | 54cea7c8-d7e4-ed11-8847-000d3acb5309 | Rostrata Primary School | 1840 | ACTIVE
MSA-DOES | PES3346 | Air Conditioning: Evaporative Cooler | Air Conditioning: Evaporative Cooler | d3a9f4c6-d7e4-ed11-8847-002248117628 | Rostrata Primary School | 1840 | ACTIVE
MSA-DOES | PES3347 | Ga Space Heating | Gas Space Heating | 8fdcabc5-d7e4-ed11-8847-0022481170b3 | Rostrata Primary School | 1840 | ACTIVE
MSA-DOES | PES3348 | Gutter, Downpipe & Roof | Gutters, Downpipes & Roofs | f8daa8c7-d7e4-ed11-8847-0022489339ad | Rostrata Primary School | 1840 | ACTIVE
MSA-DOES | PES3349 | Residual Current Device / RCD | Residual Current Devices (RCD) | 73cea7c8-d7e4-ed11-8847-000d3acb5309 | Rostrata Primary School | 1840 | ACTIVE
MSA-DOES | PES3350 | Solar Panel | Solar Electric System | 6acea7c8-d7e4-ed11-8847-000d3acb5309 | Rostrata Primary School | 1840 | INACTIVE
MSA-DOES | PES3351 | INACTIVE AS PER MARIO RAPANARO REQUEST-Termite Inspection | Pest Control | 68cea7c8-d7e4-ed11-8847-000d3acb5309 | Rostrata Primary School | 1840 | INACTIVE
MSA-DOES | PES3352 | Fire Extinguisher | Fire Extinguisher | 63cea7c8-d7e4-ed11-8847-000d3acb5309 | Rostrata Primary School | 1840 | ACTIVE
MSA-DOES | PES3353 | Fire Hydrant | Fire Hydrant | f3daa8c7-d7e4-ed11-8847-0022489339ad | Rostrata Primary School | 1840 | ACTIVE
MSA-DOES | PES3354 | Fire Blanket | Fire Blanket | f5daa8c7-d7e4-ed11-8847-0022489339ad | Rostrata Primary School | 1840 | ACTIVE
MSA-DOES | PES4443 | Thermostatic Mixing Valve | Thermostatic Mixing Valve | 12dba8c7-d7e4-ed11-8847-0022489339ad | Rostrata Primary School | 1840 | ACTIVE
MSA-DOES | PES4728 | Fire Hydrant | Fire Hydrant | f3daa8c7-d7e4-ed11-8847-0022489339ad | Rostrata Primary School | 1840 | ACTIVE
MSA-DOES | PES5157 | Lighting Pole | Lighting Poles: External | 69cea7c8-d7e4-ed11-8847-000d3acb5309 | Rostrata Primary School | 1840 | ACTIVE
MSA-DOES | PES5169 | Emergency Eye Wash | Emergency Eye Wash / Safety Shower | 6dcea7c8-d7e4-ed11-8847-000d3acb5309 | Rostrata Primary School | 1840 | ACTIVE
MSA-DOES | PES5583 | Tempering Valve | Tempering Valve | 74cea7c8-d7e4-ed11-8847-000d3acb5309 | Rostrata Primary School | 1840 | ACTIVE
MSA-DOES | PES6278 | Hot Water System: Ga & Electric | Hot Water Unit: Gas & Electric | d8a9f4c6-d7e4-ed11-8847-002248117628 | Rostrata Primary School | 1840 | ACTIVE
MSA-DOES | PES6940 | Boiling/Chilled Water Unit | Drinking Water Unit: Boiling / Chilled | 57cea7c8-d7e4-ed11-8847-000d3acb5309 | Rostrata Primary School | 1840 | ACTIVE
MSA-DOES | PES7125 | Fire Hydrant: Overhaul | Fire Hydrant | f3daa8c7-d7e4-ed11-8847-0022489339ad | Rostrata Primary School | 1840 | ACTIVE
MSA-DOES | PES3355 | Gutter, Downpipe & Roof | Gutters, Downpipes & Roofs | f8daa8c7-d7e4-ed11-8847-0022489339ad | Rottnest Island Managed by Beaconsfield PS | 3453 | ACTIVE
MSA-DOES | PES3356 | Play Ground Equipment | Sport Court & Playground Equipment | 67cea7c8-d7e4-ed11-8847-000d3acb5309 | Rottnest Island Managed by Beaconsfield PS | 3453 | ACTIVE
MSA-DOES | PES3357 | Residual Current Device / RCD | Residual Current Devices (RCD) | 73cea7c8-d7e4-ed11-8847-000d3acb5309 | Rottnest Island Managed by Beaconsfield PS | 3453 | ACTIVE
MSA-DOES | PES3358 | Testing & Tagging | Testing & Tagging | dba9f4c6-d7e4-ed11-8847-002248117628 | Rottnest Island Managed by Beaconsfield PS | 3453 | ACTIVE
MSA-DOES | PES3359 | Pest Control | Pest Control | 68cea7c8-d7e4-ed11-8847-000d3acb5309 | Rottnest Island Managed by Beaconsfield PS | 3453 | ACTIVE
MSA-DOES | PES3360 | Fire Extinguisher | Fire Extinguisher | 63cea7c8-d7e4-ed11-8847-000d3acb5309 | Rottnest Island Managed by Beaconsfield PS | 3453 | ACTIVE
MSA-DOES | PES3361 | Solar Panel | Solar Electric System | 6acea7c8-d7e4-ed11-8847-000d3acb5309 | Rottnest Island Managed by Beaconsfield PS | 3453 | ACTIVE
MSA-DOES | PES3362 | Fire Blanket | Fire Blanket | f5daa8c7-d7e4-ed11-8847-0022489339ad | Rottnest Island Managed by Beaconsfield PS | 3453 | ACTIVE
MSA-DOES | PES4310 | NO ASSETS ON SITE-Fall Protection System - Inspection, Test & Re-Certification | Fall Protection System | 8cdcabc5-d7e4-ed11-8847-0022481170b3 | Rottnest Island Managed by Beaconsfield PS | 3453 | INACTIVE
MSA-DOES | PES5551 | INACTIVE NO ASSETS ONSITE-Ga Space Heating - Inspection, Service & Report | Gas Space Heating | 8fdcabc5-d7e4-ed11-8847-0022481170b3 | Rottnest Island Managed by Beaconsfield PS | 3453 | INACTIVE
MSA-DOES | PES3363 | Fall Protection System | Fall Protection System | 8cdcabc5-d7e4-ed11-8847-0022481170b3 | Safety Bay Primary School | 1790 | ACTIVE
MSA-DOES | PES3364 | Testing & Tagging | Testing & Tagging | dba9f4c6-d7e4-ed11-8847-002248117628 | Safety Bay Primary School | 1790 | ACTIVE
MSA-DOES | PES3365 | Backflow Prevention Valve | Backflow Prevention Valve | e9daa8c7-d7e4-ed11-8847-0022489339ad | Safety Bay Primary School | 1790 | ACTIVE
MSA-DOES | PES3366 | Emergency & Exit Lighting | Emergency & Exit Lighting | 54cea7c8-d7e4-ed11-8847-000d3acb5309 | Safety Bay Primary School | 1790 | ACTIVE
MSA-DOES | PES3367 | Air Conditioning: Evaporative Cooler | Air Conditioning: Evaporative Cooler | d3a9f4c6-d7e4-ed11-8847-002248117628 | Safety Bay Primary School | 1790 | ACTIVE
MSA-DOES | PES3368 | Ga Space Heating | Gas Space Heating | 8fdcabc5-d7e4-ed11-8847-0022481170b3 | Safety Bay Primary School | 1790 | ACTIVE
MSA-DOES | PES3369 | Gutter, Downpipe & Roof | Gutters, Downpipes & Roofs | f8daa8c7-d7e4-ed11-8847-0022489339ad | Safety Bay Primary School | 1790 | ACTIVE
MSA-DOES | PES3370 | Play Ground Equipment | Sport Court & Playground Equipment | 67cea7c8-d7e4-ed11-8847-000d3acb5309 | Safety Bay Primary School | 1790 | ACTIVE
MSA-DOES | PES3371 | Solar Panel | Solar Electric System | 6acea7c8-d7e4-ed11-8847-000d3acb5309 | Safety Bay Primary School | 1790 | ACTIVE
MSA-DOES | PES3372 | Residual Current Device / RCD | Residual Current Devices (RCD) | 73cea7c8-d7e4-ed11-8847-000d3acb5309 | Safety Bay Primary School | 1790 | ACTIVE
MSA-DOES | PES3373 | INACTIVE AS PER MARIO RAPANARO REQUEST-Termite Inspection | Pest Control | 68cea7c8-d7e4-ed11-8847-000d3acb5309 | Safety Bay Primary School | 1790 | INACTIVE
MSA-DOES | PES3374 | Fire Extinguisher | Fire Extinguisher | 63cea7c8-d7e4-ed11-8847-000d3acb5309 | Safety Bay Primary School | 1790 | ACTIVE
MSA-DOES | PES3375 | Fire Hydrant Booster Connection | Fire Hydrant Booster Connection | 5fcea7c8-d7e4-ed11-8847-000d3acb5309 | Safety Bay Primary School | 1790 | ACTIVE
MSA-DOES | PES3376 | Fire Hydrant | Fire Hydrant | f3daa8c7-d7e4-ed11-8847-0022489339ad | Safety Bay Primary School | 1790 | ACTIVE
MSA-DOES | PES3377 | Fire Blanket | Fire Blanket | f5daa8c7-d7e4-ed11-8847-0022489339ad | Safety Bay Primary School | 1790 | ACTIVE
MSA-DOES | PES4729 | Fire Hydrant | Fire Hydrant | f3daa8c7-d7e4-ed11-8847-0022489339ad | Safety Bay Primary School | 1790 | ACTIVE
MSA-DOES | PES4946 | Tempering Valve | Tempering Valve | 74cea7c8-d7e4-ed11-8847-000d3acb5309 | Safety Bay Primary School | 1790 | ACTIVE
MSA-DOES | PES4947 | Thermostatic Mixing Valve | Thermostatic Mixing Valve | 12dba8c7-d7e4-ed11-8847-0022489339ad | Safety Bay Primary School | 1790 | ACTIVE
MSA-DOES | PES5035 | Lighting Pole | Lighting Poles: External | 69cea7c8-d7e4-ed11-8847-000d3acb5309 | Safety Bay Primary School | 1790 | ACTIVE
MSA-DOES | PES5910 | Ga Appliance | Gas Appliance | 70cea7c8-d7e4-ed11-8847-000d3acb5309 | Safety Bay Primary School | 1790 | ACTIVE
MSA-DOES | PES5953 | Microwave: Leakage | Microwave: Leakage | 90dcabc5-d7e4-ed11-8847-0022481170b3 | Safety Bay Primary School | 1790 | ACTIVE
MSA-DOES | PES6463 | Hot Water System: Ga & Electric | Hot Water Unit: Gas & Electric | d8a9f4c6-d7e4-ed11-8847-002248117628 | Safety Bay Primary School | 1790 | ACTIVE
MSA-DOES | PES6899 | Boiling/Chilled Water Unit | Drinking Water Unit: Boiling / Chilled | 57cea7c8-d7e4-ed11-8847-000d3acb5309 | Safety Bay Primary School | 1790 | ACTIVE
MSA-DOES | PES3378 | Backflow Prevention Valve | Backflow Prevention Valve | e9daa8c7-d7e4-ed11-8847-0022489339ad | Safety Bay Senior High School | 1683 | ACTIVE
MSA-DOES | PES3379 | Climbing Wall | Climbing Wall / Abseiling Structure | ebdaa8c7-d7e4-ed11-8847-0022489339ad | Safety Bay Senior High School | 1683 | ACTIVE
MSA-DOES | PES3380 | Extraction: Dust | Extraction System: Saw Dust | 61cea7c8-d7e4-ed11-8847-000d3acb5309 | Safety Bay Senior High School | 1683 | ACTIVE
MSA-DOES | PES3381 | Emergency & Exit Lighting | Emergency & Exit Lighting | 54cea7c8-d7e4-ed11-8847-000d3acb5309 | Safety Bay Senior High School | 1683 | ACTIVE
MSA-DOES | PES3382 | Air Conditioning: Evaporative Cooler | Air Conditioning: Evaporative Cooler | d3a9f4c6-d7e4-ed11-8847-002248117628 | Safety Bay Senior High School | 1683 | ACTIVE
MSA-DOES | PES3383 | Fire Blanket | Fire Blanket | f5daa8c7-d7e4-ed11-8847-0022489339ad | Safety Bay Senior High School | 1683 | ACTIVE
MSA-DOES | PES3384 | Fire Extinguisher | Fire Extinguisher | 63cea7c8-d7e4-ed11-8847-000d3acb5309 | Safety Bay Senior High School | 1683 | ACTIVE
MSA-DOES | PES3385 | Fire Hydrant | Fire Hydrant | f3daa8c7-d7e4-ed11-8847-0022489339ad | Safety Bay Senior High School | 1683 | ACTIVE
MSA-DOES | PES3386 | Fixed Gym Equipment | Gym Equipment : Fixed | 5ecea7c8-d7e4-ed11-8847-000d3acb5309 | Safety Bay Senior High School | 1683 | ACTIVE
MSA-DOES | PES3387 | Fume Cupboard | Fume Cupboards | f7daa8c7-d7e4-ed11-8847-0022489339ad | Safety Bay Senior High School | 1683 | ACTIVE
MSA-DOES | PES3388 | Ga Space Heating | Gas Space Heating | 8fdcabc5-d7e4-ed11-8847-0022481170b3 | Safety Bay Senior High School | 1683 | ACTIVE
MSA-DOES | PES3389 | Gutter, Downpipe & Roof | Gutters, Downpipes & Roofs | f8daa8c7-d7e4-ed11-8847-0022489339ad | Safety Bay Senior High School | 1683 | ACTIVE
MSA-DOES | PES3390 | Fire Hose Reel | Fire Hose Reel | f4daa8c7-d7e4-ed11-8847-0022489339ad | Safety Bay Senior High School | 1683 | ACTIVE
MSA-DOES | PES3391 | INACTIVE-Irrigation - Bore Inspection and Flow Test | Irrigation: Bore | 8ddcabc5-d7e4-ed11-8847-0022481170b3 | Safety Bay Senior High School | 1683 | INACTIVE
MSA-DOES | PES3393 | Mobile Work Platform | Mobile Work Platforms | 07dba8c7-d7e4-ed11-8847-0022489339ad | Safety Bay Senior High School | 1683 | ACTIVE
MSA-DOES | PES3394 | Oil Pit | Pit: | 72cea7c8-d7e4-ed11-8847-000d3acb5309 | Safety Bay Senior High School | 1683 | ACTIVE
MSA-DOES | PES3395 | Residual Current Device / RCD | Residual Current Devices (RCD) | 73cea7c8-d7e4-ed11-8847-000d3acb5309 | Safety Bay Senior High School | 1683 | ACTIVE
MSA-DOES | PES3396 | Effluent System | Sewerage Pumping Station | 55cea7c8-d7e4-ed11-8847-000d3acb5309 | Safety Bay Senior High School | 1683 | ACTIVE
MSA-DOES | PES3397 | Pest Control | Pest Control | 68cea7c8-d7e4-ed11-8847-000d3acb5309 | Safety Bay Senior High School | 1683 | ACTIVE
MSA-DOES | PES3398 | Testing & Tagging | Testing & Tagging | dba9f4c6-d7e4-ed11-8847-002248117628 | Safety Bay Senior High School | 1683 | ACTIVE
MSA-DOES | PES3399 | Thermostatic Mixing Valve | Thermostatic Mixing Valve | 12dba8c7-d7e4-ed11-8847-0022489339ad | Safety Bay Senior High School | 1683 | ACTIVE
MSA-DOES | PES3400 | Fire Hydrant | Fire Hydrant | f3daa8c7-d7e4-ed11-8847-0022489339ad | Safety Bay Senior High School | 1683 | ACTIVE
MSA-DOES | PES4300 | Design & Technology: Fixed Equipment | Design & Technology: Fixed Equipment | 53cea7c8-d7e4-ed11-8847-000d3acb5309 | Safety Bay Senior High School | 1683 | ACTIVE
MSA-DOES | PES4496 | Emergency Eye Wash | Emergency Eye Wash / Safety Shower | 6dcea7c8-d7e4-ed11-8847-000d3acb5309 | Safety Bay Senior High School | 1683 | ACTIVE
MSA-DOES | PES4511 | NO ASSETS ONSITE-PAC Retractable Seating - Inspection, Service & Report | PAC: | ffdaa8c7-d7e4-ed11-8847-0022489339ad | Safety Bay Senior High School | 1683 | INACTIVE
MSA-DOES | PES4540 | PAC: Lighting System | PAC: | ffdaa8c7-d7e4-ed11-8847-0022489339ad | Safety Bay Senior High School | 1683 | ACTIVE
MSA-DOES | PES4562 | PAC Staging System - Inspection, Test & Report | PAC: | ffdaa8c7-d7e4-ed11-8847-0022489339ad | Safety Bay Senior High School | 1683 | INACTIVE
MSA-DOES | PES4590 | PAC: Curtain | PAC: | ffdaa8c7-d7e4-ed11-8847-0022489339ad | Safety Bay Senior High School | 1683 | ACTIVE
MSA-DOES | PES4635 | NO ASSETS ONSITE-Hoist/Winche - Inspection, Service & Report | PAC: Hoist / Winch | fddaa8c7-d7e4-ed11-8847-0022489339ad | Safety Bay Senior High School | 1683 | INACTIVE
MSA-DOES | PES5036 | Lighting Pole | Lighting Poles: External | 69cea7c8-d7e4-ed11-8847-000d3acb5309 | Safety Bay Senior High School | 1683 | ACTIVE
MSA-DOES | PES5178 | PAC: Lighting Grid / Bar | PAC: | ffdaa8c7-d7e4-ed11-8847-0022489339ad | Safety Bay Senior High School | 1683 | ACTIVE
MSA-DOES | PES5182 | DUPLICATE PM-Effluent System - Inspection, Service & Report | Sewerage Pumping Station | 55cea7c8-d7e4-ed11-8847-000d3acb5309 | Safety Bay Senior High School | 1683 | INACTIVE
MSA-DOES | PES5655 | Ga Appliance | Gas Appliance | 70cea7c8-d7e4-ed11-8847-000d3acb5309 | Safety Bay Senior High School | 1683 | ACTIVE
MSA-DOES | PES5739 | Fire Hydrant | Fire Hydrant | f3daa8c7-d7e4-ed11-8847-0022489339ad | Safety Bay Senior High School | 1683 | ACTIVE
MSA-DOES | PES5916 | PAC: Audio System | PAC: | ffdaa8c7-d7e4-ed11-8847-0022489339ad | Safety Bay Senior High School | 1683 | ACTIVE
MSA-DOES | PES6028 | Dangerou Good Safety Storage Cabinet | Dangerous Goods Safety Storage Cabinets | eedaa8c7-d7e4-ed11-8847-0022489339ad | Safety Bay Senior High School | 1683 | ACTIVE
MSA-DOES | PES6032 | Tempering Valve | Tempering Valve | 74cea7c8-d7e4-ed11-8847-000d3acb5309 | Safety Bay Senior High School | 1683 | ACTIVE
MSA-DOES | PES6304 | Fall Protection System | Fall Protection System | 8cdcabc5-d7e4-ed11-8847-0022481170b3 | Safety Bay Senior High School | 1683 | ACTIVE
MSA-DOES | PES6398 | Boiling/Chilled Water Unit | Drinking Water Unit: Boiling / Chilled | 57cea7c8-d7e4-ed11-8847-000d3acb5309 | Safety Bay Senior High School | 1683 | ACTIVE
MSA-DOES | PES6600 | Air Conditioning: Split - SSEN:BE | Air Conditioning: Split | 86dcabc5-d7e4-ed11-8847-0022481170b3 | Safety Bay Senior High School | 1683 | ACTIVE
MSA-DOES | PES6697 | Hot Water System: Ga & Electric | Hot Water Unit: Gas & Electric | d8a9f4c6-d7e4-ed11-8847-002248117628 | Safety Bay Senior High School | 1683 | ACTIVE
MSA-DOES | PES6732 | Compressor: | Air Compressor | d1a9f4c6-d7e4-ed11-8847-002248117628 | Safety Bay Senior High School | 1683 | ACTIVE
MSA-DOES | PES7009 | Design & Technology: Reticulated Ga Welding System | Design & Technology: Reticulated Gas Welding System | 11dba8c7-d7e4-ed11-8847-0022489339ad | Safety Bay Senior High School | 1683 | ACTIVE
MSA-DOES | PES3401 | Fall Protection System | Fall Protection System | 8cdcabc5-d7e4-ed11-8847-0022481170b3 | Samson Primary School | 1842 | ACTIVE
MSA-DOES | PES3402 | Testing & Tagging | Testing & Tagging | dba9f4c6-d7e4-ed11-8847-002248117628 | Samson Primary School | 1842 | ACTIVE
MSA-DOES | PES3403 | Backflow Prevention Valve | Backflow Prevention Valve | e9daa8c7-d7e4-ed11-8847-0022489339ad | Samson Primary School | 1842 | ACTIVE
MSA-DOES | PES3404 | Emergency & Exit Lighting | Emergency & Exit Lighting | 54cea7c8-d7e4-ed11-8847-000d3acb5309 | Samson Primary School | 1842 | ACTIVE
MSA-DOES | PES3405 | Air Conditioning: Evaporative Cooler | Air Conditioning: Evaporative Cooler | d3a9f4c6-d7e4-ed11-8847-002248117628 | Samson Primary School | 1842 | ACTIVE
MSA-DOES | PES3406 | SERVICE NOT REQUIRED-Fire Break - Clearing & Report | Fire Break | 65cea7c8-d7e4-ed11-8847-000d3acb5309 | Samson Primary School | 1842 | INACTIVE
MSA-DOES | PES3407 | Ga Space Heating | Gas Space Heating | 8fdcabc5-d7e4-ed11-8847-0022481170b3 | Samson Primary School | 1842 | ACTIVE
MSA-DOES | PES3408 | Gutter, Downpipe & Roof | Gutters, Downpipes & Roofs | f8daa8c7-d7e4-ed11-8847-0022489339ad | Samson Primary School | 1842 | ACTIVE
MSA-DOES | PES3409 | Play Ground Equipment Inc. Nature Play | Sport Court & Playground Equipment inc Natureplay | 92dcabc5-d7e4-ed11-8847-0022481170b3 | Samson Primary School | 1842 | ACTIVE
MSA-DOES | PES3410 | Residual Current Device / RCD | Residual Current Devices (RCD) | 73cea7c8-d7e4-ed11-8847-000d3acb5309 | Samson Primary School | 1842 | ACTIVE
MSA-DOES | PES3411 | Pest Control | Pest Control | 68cea7c8-d7e4-ed11-8847-000d3acb5309 | Samson Primary School | 1842 | ACTIVE
MSA-DOES | PES3412 | Fire Extinguisher | Fire Extinguisher | 63cea7c8-d7e4-ed11-8847-000d3acb5309 | Samson Primary School | 1842 | ACTIVE
MSA-DOES | PES3413 | Fire Hydrant | Fire Hydrant | f3daa8c7-d7e4-ed11-8847-0022489339ad | Samson Primary School | 1842 | ACTIVE
MSA-DOES | PES3414 | Fire Blanket | Fire Blanket | f5daa8c7-d7e4-ed11-8847-0022489339ad | Samson Primary School | 1842 | ACTIVE
MSA-DOES | PES4178 | Solar Panel | Solar Electric System | 6acea7c8-d7e4-ed11-8847-000d3acb5309 | Samson Primary School | 1842 | ACTIVE
MSA-DOES | PES4407 | Thermostatic Mixing Valve | Thermostatic Mixing Valve | 12dba8c7-d7e4-ed11-8847-0022489339ad | Samson Primary School | 1842 | ACTIVE
MSA-DOES | PES4423 | Emergency Eye Wash | Emergency Eye Wash / Safety Shower | 6dcea7c8-d7e4-ed11-8847-000d3acb5309 | Samson Primary School | 1842 | ACTIVE
MSA-DOES | PES4730 | Fire Hydrant | Fire Hydrant | f3daa8c7-d7e4-ed11-8847-0022489339ad | Samson Primary School | 1842 | ACTIVE
MSA-DOES | PES5158 | Lighting Pole | Lighting Poles: External | 69cea7c8-d7e4-ed11-8847-000d3acb5309 | Samson Primary School | 1842 | ACTIVE
MSA-DOES | PES5432 | Fire Hydrant | Fire Hydrant | f3daa8c7-d7e4-ed11-8847-0022489339ad | Samson Primary School | 1842 | ACTIVE
MSA-DOES | PES5578 | Tempering Valve | Tempering Valve | 74cea7c8-d7e4-ed11-8847-000d3acb5309 | Samson Primary School | 1842 | ACTIVE
MSA-DOES | PES5613 | INACTIVE NO ASSETS ONSITE - Ga Appliance - Inspection, Testing & Report | Gas Appliance | 70cea7c8-d7e4-ed11-8847-000d3acb5309 | Samson Primary School | 1842 | INACTIVE
MSA-DOES | PES6125 | Fire Hydrant | Fire Hydrant | f3daa8c7-d7e4-ed11-8847-0022489339ad | Samson Primary School | 1842 | INACTIVE
MSA-DOES | PES6265 | Hot Water System: Ga & Electric | Hot Water Unit: Gas & Electric | d8a9f4c6-d7e4-ed11-8847-002248117628 | Samson Primary School | 1842 | ACTIVE
MSA-DOES | PES6894 | Boiling/Chilled Water Unit | Drinking Water Unit: Boiling / Chilled | 57cea7c8-d7e4-ed11-8847-000d3acb5309 | Samson Primary School | 1842 | ACTIVE
MSA-DOES | PES3415 | Fire Break | Fire Break | 65cea7c8-d7e4-ed11-8847-000d3acb5309 | School Site - Lot 20 Newport Drive Dudley Park vacant land only | 7157 | ACTIVE
MSA-DOES | PES3416 | Fall Protection System | Fall Protection System | 8cdcabc5-d7e4-ed11-8847-0022481170b3 | Seaforth Primary School | 2581 | ACTIVE
MSA-DOES | PES3417 | Testing & Tagging | Testing & Tagging | dba9f4c6-d7e4-ed11-8847-002248117628 | Seaforth Primary School | 2581 | ACTIVE
MSA-DOES | PES3418 | Backflow Prevention Valve | Backflow Prevention Valve | e9daa8c7-d7e4-ed11-8847-0022489339ad | Seaforth Primary School | 2581 | ACTIVE
MSA-DOES | PES3419 | Emergency & Exit Lighting | Emergency & Exit Lighting | 54cea7c8-d7e4-ed11-8847-000d3acb5309 | Seaforth Primary School | 2581 | ACTIVE
MSA-DOES | PES3420 | Air Conditioning: Evaporative Cooler | Air Conditioning: Evaporative Cooler | d3a9f4c6-d7e4-ed11-8847-002248117628 | Seaforth Primary School | 2581 | ACTIVE
MSA-DOES | PES3421 | SERVICE NOT REQUIRED-Fire Break - Clearing & Report | Fire Break | 65cea7c8-d7e4-ed11-8847-000d3acb5309 | Seaforth Primary School | 2581 | INACTIVE
MSA-DOES | PES3422 | Ga Space Heating | Gas Space Heating | 8fdcabc5-d7e4-ed11-8847-0022481170b3 | Seaforth Primary School | 2581 | ACTIVE
MSA-DOES | PES3423 | Gutter, Downpipe & Roof | Gutters, Downpipes & Roofs | f8daa8c7-d7e4-ed11-8847-0022489339ad | Seaforth Primary School | 2581 | ACTIVE
MSA-DOES | PES3424 | INACTIVE-Irrigation - Tank Inspection, Service and Report | Irrigation: Tank | 6ecea7c8-d7e4-ed11-8847-000d3acb5309 | Seaforth Primary School | 2581 | INACTIVE
MSA-DOES | PES3425 | Play Ground Equipment | Sport Court & Playground Equipment | 67cea7c8-d7e4-ed11-8847-000d3acb5309 | Seaforth Primary School | 2581 | ACTIVE
MSA-DOES | PES3426 | Residual Current Device / RCD | Residual Current Devices (RCD) | 73cea7c8-d7e4-ed11-8847-000d3acb5309 | Seaforth Primary School | 2581 | ACTIVE
MSA-DOES | PES3427 | Pest Control | Pest Control | 68cea7c8-d7e4-ed11-8847-000d3acb5309 | Seaforth Primary School | 2581 | ACTIVE
MSA-DOES | PES3428 | Fire Extinguisher | Fire Extinguisher | 63cea7c8-d7e4-ed11-8847-000d3acb5309 | Seaforth Primary School | 2581 | ACTIVE
MSA-DOES | PES3429 | Fire Blanket | Fire Blanket | f5daa8c7-d7e4-ed11-8847-0022489339ad | Seaforth Primary School | 2581 | ACTIVE
MSA-DOES | PES4362 | Thermostatic Mixing Valve | Thermostatic Mixing Valve | 12dba8c7-d7e4-ed11-8847-0022489339ad | Seaforth Primary School | 2581 | ACTIVE
MSA-DOES | PES5037 | Lighting Pole | Lighting Poles: External | 69cea7c8-d7e4-ed11-8847-000d3acb5309 | Seaforth Primary School | 2581 | ACTIVE
MSA-DOES | PES5512 | Effluent System | Sewerage Pumping Station | 55cea7c8-d7e4-ed11-8847-000d3acb5309 | Seaforth Primary School | 2581 | ACTIVE
MSA-DOES | PES5864 | Ga Appliance | Gas Appliance | 70cea7c8-d7e4-ed11-8847-000d3acb5309 | Seaforth Primary School | 2581 | ACTIVE
MSA-DOES | PES6350 | Hot Water System: Ga & Electric | Hot Water Unit: Gas & Electric | d8a9f4c6-d7e4-ed11-8847-002248117628 | Seaforth Primary School | 2581 | ACTIVE
MSA-DOES | PES6811 | Boiling/Chilled Water Unit | Drinking Water Unit: Boiling / Chilled | 57cea7c8-d7e4-ed11-8847-000d3acb5309 | Seaforth Primary School | 2581 | ACTIVE
MSA-DOES | PES3430 | Fall Protection System | Fall Protection System | 8cdcabc5-d7e4-ed11-8847-0022481170b3 | Secret Harbour Primary School | 5871 | ACTIVE
MSA-DOES | PES3431 | Testing & Tagging | Testing & Tagging | dba9f4c6-d7e4-ed11-8847-002248117628 | Secret Harbour Primary School | 5871 | ACTIVE
MSA-DOES | PES3432 | Backflow Prevention Valve | Backflow Prevention Valve | e9daa8c7-d7e4-ed11-8847-0022489339ad | Secret Harbour Primary School | 5871 | ACTIVE
MSA-DOES | PES3433 | Emergency & Exit Lighting | Emergency & Exit Lighting | 54cea7c8-d7e4-ed11-8847-000d3acb5309 | Secret Harbour Primary School | 5871 | ACTIVE
MSA-DOES | PES3434 | Air Conditioning: Evaporative Cooler | Air Conditioning: Evaporative Cooler | d3a9f4c6-d7e4-ed11-8847-002248117628 | Secret Harbour Primary School | 5871 | ACTIVE
MSA-DOES | PES3435 | INACTIVE-Postmounted Changeable Message Board - Inspection, Service & Report | Post mounted Changeable Message Board | 93dcabc5-d7e4-ed11-8847-0022481170b3 | Secret Harbour Primary School | 5871 | INACTIVE
MSA-DOES | PES3436 | Ga Space Heating | Gas Space Heating | 8fdcabc5-d7e4-ed11-8847-0022481170b3 | Secret Harbour Primary School | 5871 | ACTIVE
MSA-DOES | PES3437 | Gutter, Downpipe & Roof | Gutters, Downpipes & Roofs | f8daa8c7-d7e4-ed11-8847-0022489339ad | Secret Harbour Primary School | 5871 | ACTIVE
MSA-DOES | PES3438 | Play Ground Equipment Inc. Nature Play | Sport Court & Playground Equipment inc Natureplay | 92dcabc5-d7e4-ed11-8847-0022481170b3 | Secret Harbour Primary School | 5871 | ACTIVE
MSA-DOES | PES3439 | Residual Current Device / RCD | Residual Current Devices (RCD) | 73cea7c8-d7e4-ed11-8847-000d3acb5309 | Secret Harbour Primary School | 5871 | ACTIVE
MSA-DOES | PES3440 | Solar Panel | Solar Electric System | 6acea7c8-d7e4-ed11-8847-000d3acb5309 | Secret Harbour Primary School | 5871 | ACTIVE
MSA-DOES | PES3441 | INACTIVE AS PER MARIO RAPANARO REQUEST-Termite Inspection | Pest Control | 68cea7c8-d7e4-ed11-8847-000d3acb5309 | Secret Harbour Primary School | 5871 | INACTIVE
MSA-DOES | PES3442 | Fire Extinguisher | Fire Extinguisher | 63cea7c8-d7e4-ed11-8847-000d3acb5309 | Secret Harbour Primary School | 5871 | ACTIVE
MSA-DOES | PES3443 | Fire Hydrant | Fire Hydrant | f3daa8c7-d7e4-ed11-8847-0022489339ad | Secret Harbour Primary School | 5871 | ACTIVE
MSA-DOES | PES3444 | Fire Hydrant Booster Connection | Fire Hydrant Booster Connection | 5fcea7c8-d7e4-ed11-8847-000d3acb5309 | Secret Harbour Primary School | 5871 | ACTIVE
MSA-DOES | PES3445 | Fire Hose Reel | Fire Hose Reel | f4daa8c7-d7e4-ed11-8847-0022489339ad | Secret Harbour Primary School | 5871 | ACTIVE
MSA-DOES | PES3446 | Fire Blanket | Fire Blanket | f5daa8c7-d7e4-ed11-8847-0022489339ad | Secret Harbour Primary School | 5871 | ACTIVE
MSA-DOES | PES4402 | Fire Hydrant | Fire Hydrant | f3daa8c7-d7e4-ed11-8847-0022489339ad | Secret Harbour Primary School | 5871 | ACTIVE
MSA-DOES | PES4880 | Thermostatic Mixing Valve | Thermostatic Mixing Valve | 12dba8c7-d7e4-ed11-8847-0022489339ad | Secret Harbour Primary School | 5871 | ACTIVE
MSA-DOES | PES5038 | Lighting Pole | Lighting Poles: External | 69cea7c8-d7e4-ed11-8847-000d3acb5309 | Secret Harbour Primary School | 5871 | ACTIVE
MSA-DOES | PES5530 | Tempering Valve | Tempering Valve | 74cea7c8-d7e4-ed11-8847-000d3acb5309 | Secret Harbour Primary School | 5871 | ACTIVE
MSA-DOES | PES6176 | Hot Water System: Ga & Electric | Hot Water Unit: Gas & Electric | d8a9f4c6-d7e4-ed11-8847-002248117628 | Secret Harbour Primary School | 5871 | ACTIVE
MSA-DOES | PES7029 | Boiling/Chilled Water Unit | Drinking Water Unit: Boiling / Chilled | 57cea7c8-d7e4-ed11-8847-000d3acb5309 | Secret Harbour Primary School | 5871 | ACTIVE
MSA-DOES | PES7068 | Fan: Large Diameter | Fan: Large Diameter | 5acea7c8-d7e4-ed11-8847-000d3acb5309 | Secret Harbour Primary School | 5871 | ACTIVE
MSA-DOES | PES3447 | Fall Protection System | Fall Protection System | 8cdcabc5-d7e4-ed11-8847-0022481170b3 | Serpentine Primary School | 2554 | ACTIVE
MSA-DOES | PES3448 | Testing & Tagging | Testing & Tagging | dba9f4c6-d7e4-ed11-8847-002248117628 | Serpentine Primary School | 2554 | ACTIVE
MSA-DOES | PES3449 | Backflow Prevention Valve | Backflow Prevention Valve | e9daa8c7-d7e4-ed11-8847-0022489339ad | Serpentine Primary School | 2554 | ACTIVE
MSA-DOES | PES3450 | Biomax System | Effluent System: Aerobic Treatment Units (ATU) | 4fcea7c8-d7e4-ed11-8847-000d3acb5309 | Serpentine Primary School | 2554 | ACTIVE
MSA-DOES | PES3451 | Emergency & Exit Lighting | Emergency & Exit Lighting | 54cea7c8-d7e4-ed11-8847-000d3acb5309 | Serpentine Primary School | 2554 | ACTIVE
MSA-DOES | PES3452 | Air Conditioning: Evaporative Cooler | Air Conditioning: Evaporative Cooler | d3a9f4c6-d7e4-ed11-8847-002248117628 | Serpentine Primary School | 2554 | ACTIVE
MSA-DOES | PES3453 | Ga Space Heating | Gas Space Heating | 8fdcabc5-d7e4-ed11-8847-0022481170b3 | Serpentine Primary School | 2554 | ACTIVE
MSA-DOES | PES3454 | Gutter, Downpipe & Roof | Gutters, Downpipes & Roofs | f8daa8c7-d7e4-ed11-8847-0022489339ad | Serpentine Primary School | 2554 | ACTIVE
MSA-DOES | PES3455 | INACTIVE-Irrigation - Bore Inspection and Flow Test | Irrigation: Bore | 8ddcabc5-d7e4-ed11-8847-0022481170b3 | Serpentine Primary School | 2554 | INACTIVE
MSA-DOES | PES3456 | Play Ground Equipment | Sport Court & Playground Equipment | 67cea7c8-d7e4-ed11-8847-000d3acb5309 | Serpentine Primary School | 2554 | ACTIVE
MSA-DOES | PES3457 | Residual Current Device / RCD | Residual Current Devices (RCD) | 73cea7c8-d7e4-ed11-8847-000d3acb5309 | Serpentine Primary School | 2554 | ACTIVE
MSA-DOES | PES3458 | Pest Control | Pest Control | 68cea7c8-d7e4-ed11-8847-000d3acb5309 | Serpentine Primary School | 2554 | ACTIVE
MSA-DOES | PES3459 | Fire Extinguisher | Fire Extinguisher | 63cea7c8-d7e4-ed11-8847-000d3acb5309 | Serpentine Primary School | 2554 | ACTIVE
MSA-DOES | PES3460 | Fire Blanket | Fire Blanket | f5daa8c7-d7e4-ed11-8847-0022489339ad | Serpentine Primary School | 2554 | ACTIVE
MSA-DOES | PES4179 | Solar Panel | Solar Electric System | 6acea7c8-d7e4-ed11-8847-000d3acb5309 | Serpentine Primary School | 2554 | ACTIVE
MSA-DOES | PES4357 | Thermostatic Mixing Valve | Thermostatic Mixing Valve | 12dba8c7-d7e4-ed11-8847-0022489339ad | Serpentine Primary School | 2554 | ACTIVE
MSA-DOES | PES4987 | Lighting Pole | Lighting Poles: External | 69cea7c8-d7e4-ed11-8847-000d3acb5309 | Serpentine Primary School | 2554 | ACTIVE
MSA-DOES | PES5524 | Tempering Valve | Tempering Valve | 74cea7c8-d7e4-ed11-8847-000d3acb5309 | Serpentine Primary School | 2554 | ACTIVE
MSA-DOES | PES5525 | Emergency Eye Wash | Emergency Eye Wash / Safety Shower | 6dcea7c8-d7e4-ed11-8847-000d3acb5309 | Serpentine Primary School | 2554 | ACTIVE
MSA-DOES | PES5634 | Ga Appliance | Gas Appliance | 70cea7c8-d7e4-ed11-8847-000d3acb5309 | Serpentine Primary School | 2554 | ACTIVE
MSA-DOES | PES6172 | Hot Water System: Ga & Electric | Hot Water Unit: Gas & Electric | d8a9f4c6-d7e4-ed11-8847-002248117628 | Serpentine Primary School | 2554 | ACTIVE
MSA-DOES | PES6803 | Boiling/Chilled Water Unit | Drinking Water Unit: Boiling / Chilled | 57cea7c8-d7e4-ed11-8847-000d3acb5309 | Serpentine Primary School | 2554 | ACTIVE
MSA-DOES | PES3461 | Fall Protection System | Fall Protection System | 8cdcabc5-d7e4-ed11-8847-0022481170b3 | Settler Primary School | 7143 | ACTIVE
MSA-DOES | PES3462 | Testing & Tagging | Testing & Tagging | dba9f4c6-d7e4-ed11-8847-002248117628 | Settler Primary School | 7143 | ACTIVE
MSA-DOES | PES3463 | Backflow Prevention Valve | Backflow Prevention Valve | e9daa8c7-d7e4-ed11-8847-0022489339ad | Settler Primary School | 7143 | ACTIVE
MSA-DOES | PES3464 | Emergency & Exit Lighting | Emergency & Exit Lighting | 54cea7c8-d7e4-ed11-8847-000d3acb5309 | Settler Primary School | 7143 | ACTIVE
MSA-DOES | PES3465 | Air Conditioning: Evaporative Cooler | Air Conditioning: Evaporative Cooler | d3a9f4c6-d7e4-ed11-8847-002248117628 | Settler Primary School | 7143 | ACTIVE
MSA-DOES | PES3466 | Ga Space Heating | Gas Space Heating | 8fdcabc5-d7e4-ed11-8847-0022481170b3 | Settler Primary School | 7143 | ACTIVE
MSA-DOES | PES3467 | Gutter, Downpipe & Roof | Gutters, Downpipes & Roofs | f8daa8c7-d7e4-ed11-8847-0022489339ad | Settler Primary School | 7143 | ACTIVE
MSA-DOES | PES3468 | Play Ground Equipment | Sport Court & Playground Equipment | 67cea7c8-d7e4-ed11-8847-000d3acb5309 | Settler Primary School | 7143 | ACTIVE
MSA-DOES | PES3469 | Residual Current Device / RCD | Residual Current Devices (RCD) | 73cea7c8-d7e4-ed11-8847-000d3acb5309 | Settler Primary School | 7143 | ACTIVE
MSA-DOES | PES3470 | Solar Panel | Solar Electric System | 6acea7c8-d7e4-ed11-8847-000d3acb5309 | Settler Primary School | 7143 | ACTIVE
MSA-DOES | PES3471 | Pest Control | Pest Control | 68cea7c8-d7e4-ed11-8847-000d3acb5309 | Settler Primary School | 7143 | ACTIVE
MSA-DOES | PES3472 | Fire Extinguisher | Fire Extinguisher | 63cea7c8-d7e4-ed11-8847-000d3acb5309 | Settler Primary School | 7143 | ACTIVE
MSA-DOES | PES3473 | Fire Hydrant | Fire Hydrant | f3daa8c7-d7e4-ed11-8847-0022489339ad | Settler Primary School | 7143 | ACTIVE
MSA-DOES | PES3474 | Fire Blanket | Fire Blanket | f5daa8c7-d7e4-ed11-8847-0022489339ad | Settler Primary School | 7143 | ACTIVE
MSA-DOES | PES3475 | Fire Hydrant | Fire Hydrant | f3daa8c7-d7e4-ed11-8847-0022489339ad | Settler Primary School | 7143 | ACTIVE
MSA-DOES | PES4180 | DUPLICATE - Solar Electric System - Mode 1 - Inspection, Testing & Report | Solar Electric System | 6acea7c8-d7e4-ed11-8847-000d3acb5309 | Settler Primary School | 7143 | INACTIVE
MSA-DOES | PES4500 | Thermostatic Mixing Valve | Thermostatic Mixing Valve | 12dba8c7-d7e4-ed11-8847-0022489339ad | Settler Primary School | 7143 | ACTIVE
MSA-DOES | PES4988 | Lighting Pole | Lighting Poles: External | 69cea7c8-d7e4-ed11-8847-000d3acb5309 | Settler Primary School | 7143 | ACTIVE
MSA-DOES | PES5185 | Emergency Eye Wash | Emergency Eye Wash / Safety Shower | 6dcea7c8-d7e4-ed11-8847-000d3acb5309 | Settler Primary School | 7143 | ACTIVE
MSA-DOES | PES5218 | Tempering Valve | Tempering Valve | 74cea7c8-d7e4-ed11-8847-000d3acb5309 | Settler Primary School | 7143 | ACTIVE
MSA-DOES | PES5219 | DUPLICATE PM-Thermostatic Mixing Valve - Inspection, Service & Report | Thermostatic Mixing Valve | 12dba8c7-d7e4-ed11-8847-0022489339ad | Settler Primary School | 7143 | INACTIVE
MSA-DOES | PES6283 | Hot Water System: Ga & Electric | Hot Water Unit: Gas & Electric | d8a9f4c6-d7e4-ed11-8847-002248117628 | Settler Primary School | 7143 | ACTIVE
MSA-DOES | PES6293 | Boiling/Chilled Water Unit | Drinking Water Unit: Boiling / Chilled | 57cea7c8-d7e4-ed11-8847-000d3acb5309 | Settler Primary School | 7143 | ACTIVE
MSA-DOES | PES6802 | Boiling/Chilled Water Unit | Drinking Water Unit: Boiling / Chilled | 57cea7c8-d7e4-ed11-8847-000d3acb5309 | Settler Primary School | 7143 | DRAFT
MSA-DOES | PES3476 | Door: Automatic | Door: Automatic | 4ecea7c8-d7e4-ed11-8847-000d3acb5309 | Sevenoak Senior College | 2467 | ACTIVE
MSA-DOES | PES3477 | Backflow Prevention Valve | Backflow Prevention Valve | e9daa8c7-d7e4-ed11-8847-0022489339ad | Sevenoak Senior College | 2467 | ACTIVE
MSA-DOES | PES3478 | Effluent System | Sewerage Pumping Station | 55cea7c8-d7e4-ed11-8847-000d3acb5309 | Sevenoak Senior College | 2467 | ACTIVE
MSA-DOES | PES3479 | Emergency & Exit Lighting | Emergency & Exit Lighting | 54cea7c8-d7e4-ed11-8847-000d3acb5309 | Sevenoak Senior College | 2467 | ACTIVE
MSA-DOES | PES3480 | Air Conditioning: Evaporative Cooler | Air Conditioning: Evaporative Cooler | d3a9f4c6-d7e4-ed11-8847-002248117628 | Sevenoak Senior College | 2467 | ACTIVE
MSA-DOES | PES3481 | Fire Emergency Warning & Intercommunication System / EWIS | Fire Emergency Warning & Intercommunications Systems (EWIS) or (OWS) | f6daa8c7-d7e4-ed11-8847-0022489339ad | Sevenoak Senior College | 2467 | ACTIVE
MSA-DOES | PES3482 | Fire Alarm System / FIP | Fire Alarm System (FIP) | f1daa8c7-d7e4-ed11-8847-0022489339ad | Sevenoak Senior College | 2467 | ACTIVE
MSA-DOES | PES3483 | Fire Blanket | Fire Blanket | f5daa8c7-d7e4-ed11-8847-0022489339ad | Sevenoak Senior College | 2467 | ACTIVE
MSA-DOES | PES3484 | Fixed Gym Equipment | Gym Equipment : Fixed | 5ecea7c8-d7e4-ed11-8847-000d3acb5309 | Sevenoak Senior College | 2467 | ACTIVE
MSA-DOES | PES3485 | Fume Cupboard | Fume Cupboards | f7daa8c7-d7e4-ed11-8847-0022489339ad | Sevenoak Senior College | 2467 | ACTIVE
MSA-DOES | PES3486 | NO ASSETS ON SITE- Ga Space Heating - Inspection, Service & Report | Gas Space Heating | 8fdcabc5-d7e4-ed11-8847-0022481170b3 | Sevenoak Senior College | 2467 | INACTIVE
MSA-DOES | PES3487 | Gutter, Downpipe & Roof | Gutters, Downpipes & Roofs | f8daa8c7-d7e4-ed11-8847-0022489339ad | Sevenoak Senior College | 2467 | ACTIVE
MSA-DOES | PES3488 | Lift | Lift: Passenger | 5dcea7c8-d7e4-ed11-8847-000d3acb5309 | Sevenoak Senior College | 2467 | ACTIVE
MSA-DOES | PES3489 | Design & Technology: Fixed Equipment | Design & Technology: Fixed Equipment | 53cea7c8-d7e4-ed11-8847-000d3acb5309 | Sevenoak Senior College | 2467 | ACTIVE
MSA-DOES | PES3490 | Plant Management | Airconditioning System and Central Plant | 66b2bbc8-d7e4-ed11-8847-002248933ec4 | Sevenoak Senior College | 2467 | ACTIVE
MSA-DOES | PES3491 | Residual Current Device / RCD | Residual Current Devices (RCD) | 73cea7c8-d7e4-ed11-8847-000d3acb5309 | Sevenoak Senior College | 2467 | ACTIVE
MSA-DOES | PES3492 | INACTIVE AS PER MARIO RAPANARO REQUEST-Termite Inspection | Pest Control | 68cea7c8-d7e4-ed11-8847-000d3acb5309 | Sevenoak Senior College | 2467 | INACTIVE
MSA-DOES | PES3493 | Testing & Tagging | Testing & Tagging | dba9f4c6-d7e4-ed11-8847-002248117628 | Sevenoak Senior College | 2467 | ACTIVE
MSA-DOES | PES3494 | Thermostatic Mixing Valve | Thermostatic Mixing Valve | 12dba8c7-d7e4-ed11-8847-0022489339ad | Sevenoak Senior College | 2467 | ACTIVE
MSA-DOES | PES4181 | Solar Panel | Solar Electric System | 6acea7c8-d7e4-ed11-8847-000d3acb5309 | Sevenoak Senior College | 2467 | ACTIVE
MSA-DOES | PES4279 | Fall Protection System | Fall Protection System | 8cdcabc5-d7e4-ed11-8847-0022481170b3 | Sevenoak Senior College | 2467 | ACTIVE
MSA-DOES | PES4342 | Fire Hose Reel | Fire Hose Reel | f4daa8c7-d7e4-ed11-8847-0022489339ad | Sevenoak Senior College | 2467 | ACTIVE
MSA-DOES | PES4343 | Fire Extinguisher | Fire Extinguisher | 63cea7c8-d7e4-ed11-8847-000d3acb5309 | Sevenoak Senior College | 2467 | ACTIVE
MSA-DOES | PES4344 | Fire Hydrant | Fire Hydrant | f3daa8c7-d7e4-ed11-8847-0022489339ad | Sevenoak Senior College | 2467 | ACTIVE
MSA-DOES | PES4345 | INACTIVE DUPLICATE - Fire Hose Reel - Inspection, Service & Report | Fire Hose Reel | f4daa8c7-d7e4-ed11-8847-0022489339ad | Sevenoak Senior College | 2467 | INACTIVE
MSA-DOES | PES4346 | Fire Hydrant Booster Connection | Fire Hydrant Booster Connection | 5fcea7c8-d7e4-ed11-8847-000d3acb5309 | Sevenoak Senior College | 2467 | ACTIVE
MSA-DOES | PES4731 | Fire Hydrant | Fire Hydrant | f3daa8c7-d7e4-ed11-8847-0022489339ad | Sevenoak Senior College | 2467 | ACTIVE
MSA-DOES | PES5118 | Lighting Pole | Lighting Poles: External | 69cea7c8-d7e4-ed11-8847-000d3acb5309 | Sevenoak Senior College | 2467 | ACTIVE
MSA-DOES | PES5263 | Emergency Eye Wash | Emergency Eye Wash / Safety Shower | 6dcea7c8-d7e4-ed11-8847-000d3acb5309 | Sevenoak Senior College | 2467 | ACTIVE
MSA-DOES | PES5635 | Ga Appliance | Gas Appliance | 70cea7c8-d7e4-ed11-8847-000d3acb5309 | Sevenoak Senior College | 2467 | ACTIVE
MSA-DOES | PES5723 | Tempering Valve | Tempering Valve | 74cea7c8-d7e4-ed11-8847-000d3acb5309 | Sevenoak Senior College | 2467 | ACTIVE
MSA-DOES | PES6017 | Dangerou Good Safety Storage Cabinet | Dangerous Goods Safety Storage Cabinets | eedaa8c7-d7e4-ed11-8847-0022489339ad | Sevenoak Senior College | 2467 | ACTIVE
MSA-DOES | PES6037 | Lift: Monitoring Service | Lift: Passenger | 5dcea7c8-d7e4-ed11-8847-000d3acb5309 | Sevenoak Senior College | 2467 | ACTIVE
MSA-DOES | PES6069 | Mobile Work Platform | Mobile Work Platforms | 07dba8c7-d7e4-ed11-8847-0022489339ad | Sevenoak Senior College | 2467 | INACTIVE
MSA-DOES | PES6117 | Fire Brigade Booster Connection: Pressure Gauge | Fire Hydrant Booster Connection | 5fcea7c8-d7e4-ed11-8847-000d3acb5309 | Sevenoak Senior College | 2467 | ACTIVE
MSA-DOES | PES6324 | Boiling/Chilled Water Unit | Drinking Water Unit: Boiling / Chilled | 57cea7c8-d7e4-ed11-8847-000d3acb5309 | Sevenoak Senior College | 2467 | ACTIVE
MSA-DOES | PES6427 | Fire Hydrant: Booster - Hydrostatic Test | Fire Hydrant Booster Connection | 5fcea7c8-d7e4-ed11-8847-000d3acb5309 | Sevenoak Senior College | 2467 | ACTIVE
MSA-DOES | PES6428 | Fire Hydrant: Booster - Flow Test | Fire Hydrant Booster Connection | 5fcea7c8-d7e4-ed11-8847-000d3acb5309 | Sevenoak Senior College | 2467 | ACTIVE
MSA-DOES | PES6429 | Fire Hydrant: Overhaul | Fire Hydrant | f3daa8c7-d7e4-ed11-8847-0022489339ad | Sevenoak Senior College | 2467 | ACTIVE
MSA-DOES | PES6430 | Fire Brigade Booster Connection: Overhaul | Fire Hydrant Booster Connection | 5fcea7c8-d7e4-ed11-8847-000d3acb5309 | Sevenoak Senior College | 2467 | ACTIVE
MSA-DOES | PES6623 | Hot Water System: Ga & Electric | Hot Water Unit: Gas & Electric | d8a9f4c6-d7e4-ed11-8847-002248117628 | Sevenoak Senior College | 2467 | ACTIVE
MSA-DOES | PES6681 | Air Compressor: Receiver | Air Compressor | d1a9f4c6-d7e4-ed11-8847-002248117628 | Sevenoak Senior College | 2467 | ACTIVE
MSA-DOES | PES6733 | Compressor: | Air Compressor | d1a9f4c6-d7e4-ed11-8847-002248117628 | Sevenoak Senior College | 2467 | ACTIVE
MSA-DOES | PES6837 | Extraction: Dust | Extraction System: Saw Dust | 61cea7c8-d7e4-ed11-8847-000d3acb5309 | Sevenoak Senior College | 2467 | ACTIVE
MSA-DOES | PES7026 | Design & Technology: Reticulated Ga Welding System | Design & Technology: Portable Gas Welding System | 8adcabc5-d7e4-ed11-8847-0022481170b3 | Sevenoak Senior College | 2467 | ACTIVE
MSA-DOES | PES7048 | Building Management System / BMS Control | Building Management System (BMS) | 51cea7c8-d7e4-ed11-8847-000d3acb5309 | Sevenoak Senior College | 2467 | ACTIVE
MSA-DOES | PES7122 | Fire Detection: Smoke / Heat | Fire Detection: Smoke / Heat | 58cea7c8-d7e4-ed11-8847-000d3acb5309 | Sevenoak Senior College | 2467 | ACTIVE
MSA-DOES | PES7175 | Water Treatment | Water Treatment System | 71cea7c8-d7e4-ed11-8847-000d3acb5309 | Sevenoak Senior College | 2467 | ACTIVE
MSA-DOES | PES3495 | Fall Protection System | Fall Protection System | 8cdcabc5-d7e4-ed11-8847-0022481170b3 | Shelley Primary School | 1822 | ACTIVE
MSA-DOES | PES3496 | Testing & Tagging | Testing & Tagging | dba9f4c6-d7e4-ed11-8847-002248117628 | Shelley Primary School | 1822 | ACTIVE
MSA-DOES | PES3497 | Backflow Prevention Valve | Backflow Prevention Valve | e9daa8c7-d7e4-ed11-8847-0022489339ad | Shelley Primary School | 1822 | ACTIVE
MSA-DOES | PES3498 | Emergency & Exit Lighting | Emergency & Exit Lighting | 54cea7c8-d7e4-ed11-8847-000d3acb5309 | Shelley Primary School | 1822 | ACTIVE
MSA-DOES | PES3499 | Air Conditioning: Evaporative Cooler | Air Conditioning: Evaporative Cooler | d3a9f4c6-d7e4-ed11-8847-002248117628 | Shelley Primary School | 1822 | ACTIVE
MSA-DOES | PES3500 | Ga Space Heating | Gas Space Heating | 8fdcabc5-d7e4-ed11-8847-0022481170b3 | Shelley Primary School | 1822 | ACTIVE
MSA-DOES | PES3501 | Gutter, Downpipe & Roof | Gutters, Downpipes & Roofs | f8daa8c7-d7e4-ed11-8847-0022489339ad | Shelley Primary School | 1822 | ACTIVE
MSA-DOES | PES3502 | Play Ground Equipment | Sport Court & Playground Equipment | 67cea7c8-d7e4-ed11-8847-000d3acb5309 | Shelley Primary School | 1822 | ACTIVE
MSA-DOES | PES3503 | Residual Current Device / RCD | Residual Current Devices (RCD) | 73cea7c8-d7e4-ed11-8847-000d3acb5309 | Shelley Primary School | 1822 | ACTIVE
MSA-DOES | PES3504 | Pest Control | Pest Control | 68cea7c8-d7e4-ed11-8847-000d3acb5309 | Shelley Primary School | 1822 | ACTIVE
MSA-DOES | PES3505 | Fire Extinguisher | Fire Extinguisher | 63cea7c8-d7e4-ed11-8847-000d3acb5309 | Shelley Primary School | 1822 | ACTIVE
MSA-DOES | PES3506 | Fire Blanket | Fire Blanket | f5daa8c7-d7e4-ed11-8847-0022489339ad | Shelley Primary School | 1822 | ACTIVE
MSA-DOES | PES4182 | Solar Panel | Solar Electric System | 6acea7c8-d7e4-ed11-8847-000d3acb5309 | Shelley Primary School | 1822 | ACTIVE
MSA-DOES | PES5119 | Lighting Pole | Lighting Poles: External | 69cea7c8-d7e4-ed11-8847-000d3acb5309 | Shelley Primary School | 1822 | ACTIVE
MSA-DOES | PES5170 | Emergency Eye Wash | Emergency Eye Wash / Safety Shower | 6dcea7c8-d7e4-ed11-8847-000d3acb5309 | Shelley Primary School | 1822 | ACTIVE
MSA-DOES | PES5591 | Thermostatic Mixing Valve | Thermostatic Mixing Valve | 12dba8c7-d7e4-ed11-8847-0022489339ad | Shelley Primary School | 1822 | ACTIVE
MSA-DOES | PES5938 | Ga Appliance | Gas Appliance | 70cea7c8-d7e4-ed11-8847-000d3acb5309 | Shelley Primary School | 1822 | ACTIVE
MSA-DOES | PES6272 | Tempering Valve | Tempering Valve | 74cea7c8-d7e4-ed11-8847-000d3acb5309 | Shelley Primary School | 1822 | ACTIVE
MSA-DOES | PES6533 | Hot Water System: Ga & Electric | Hot Water Unit: Gas & Electric | d8a9f4c6-d7e4-ed11-8847-002248117628 | Shelley Primary School | 1822 | ACTIVE
MSA-DOES | PES6963 | Boiling/Chilled Water Unit | Drinking Water Unit: Boiling / Chilled | 57cea7c8-d7e4-ed11-8847-000d3acb5309 | Shelley Primary School | 1822 | ACTIVE
MSA-DOES | PES7170 | Effluent System | Sewerage Pumping Station | 55cea7c8-d7e4-ed11-8847-000d3acb5309 | Shelley Primary School | 1822 | ACTIVE
MSA-DOES | PES6044 | Backflow Prevention Valve | Backflow Prevention Valve | e9daa8c7-d7e4-ed11-8847-0022489339ad | Sheoak Grove Primary School | 9980 | ACTIVE
MSA-DOES | PES6083 | Thermostatic Mixing Valve | Thermostatic Mixing Valve | 12dba8c7-d7e4-ed11-8847-0022489339ad | Sheoak Grove Primary School | 9980 | ACTIVE
MSA-DOES | PES6084 | Emergency Eye Wash | Emergency Eye Wash / Safety Shower | 6dcea7c8-d7e4-ed11-8847-000d3acb5309 | Sheoak Grove Primary School | 9980 | ACTIVE
MSA-DOES | PES6085 | Hot Water System: Ga & Electric | Hot Water Unit: Gas & Electric | d8a9f4c6-d7e4-ed11-8847-002248117628 | Sheoak Grove Primary School | 9980 | ACTIVE
MSA-DOES | PES6086 | Testing & Tagging | Testing & Tagging | dba9f4c6-d7e4-ed11-8847-002248117628 | Sheoak Grove Primary School | 9980 | ACTIVE
MSA-DOES | PES6088 | Testing & Tagging - Portable Electrical Equipment | Testing & Tagging | dba9f4c6-d7e4-ed11-8847-002248117628 | Sheoak Grove Primary School | 9980 | INACTIVE
MSA-DOES | PES6089 | Air Conditioning: Evaporative Cooler | Air Conditioning: Evaporative Cooler | d3a9f4c6-d7e4-ed11-8847-002248117628 | Sheoak Grove Primary School | 9980 | ACTIVE
MSA-DOES | PES6090 | Air Conditioning: Package | Air Conditioning: Package | 85dcabc5-d7e4-ed11-8847-0022481170b3 | Sheoak Grove Primary School | 9980 | INACTIVE
MSA-DOES | PES6091 | Emergency & Exit Lighting | Emergency & Exit Lighting | 54cea7c8-d7e4-ed11-8847-000d3acb5309 | Sheoak Grove Primary School | 9980 | ACTIVE
MSA-DOES | PES6092 | Lighting Pole | Lighting Poles: External | 69cea7c8-d7e4-ed11-8847-000d3acb5309 | Sheoak Grove Primary School | 9980 | ACTIVE
MSA-DOES | PES6093 | Residual Current Device / RCD | Residual Current Devices (RCD) | 73cea7c8-d7e4-ed11-8847-000d3acb5309 | Sheoak Grove Primary School | 9980 | ACTIVE
MSA-DOES | PES6094 | Solar Panel | Solar Electric System | 6acea7c8-d7e4-ed11-8847-000d3acb5309 | Sheoak Grove Primary School | 9980 | ACTIVE
MSA-DOES | PES6095 | Gutter, Downpipe & Roof | Gutters, Downpipes & Roofs | f8daa8c7-d7e4-ed11-8847-0022489339ad | Sheoak Grove Primary School | 9980 | ACTIVE
MSA-DOES | PES6096 | Fire Blanket | Fire Blanket | f5daa8c7-d7e4-ed11-8847-0022489339ad | Sheoak Grove Primary School | 9980 | ACTIVE
MSA-DOES | PES6097 | Fire Hydrant | Fire Hydrant | f3daa8c7-d7e4-ed11-8847-0022489339ad | Sheoak Grove Primary School | 9980 | ACTIVE
MSA-DOES | PES6098 | Fire Hydrant | Fire Hydrant | f3daa8c7-d7e4-ed11-8847-0022489339ad | Sheoak Grove Primary School | 9980 | ACTIVE
MSA-DOES | PES6099 | Fire Extinguisher | Fire Extinguisher | 63cea7c8-d7e4-ed11-8847-000d3acb5309 | Sheoak Grove Primary School | 9980 | ACTIVE
MSA-DOES | PES6119 | Irrigation: Iron filtration | Irrigation: Iron filtration | fedaa8c7-d7e4-ed11-8847-0022489339ad | Sheoak Grove Primary School | 9980 | ACTIVE
MSA-DOES | PES6124 | NO HEATERS ON SITE - Ga Space Heating | Gas Space Heating | 8fdcabc5-d7e4-ed11-8847-0022481170b3 | Sheoak Grove Primary School | 9980 | INACTIVE
MSA-DOES | PES6126 | Fall Protection System | Fall Protection System | 8cdcabc5-d7e4-ed11-8847-0022481170b3 | Sheoak Grove Primary School | 9980 | ACTIVE
MSA-DOES | PES6140 | Drinking Unit: Filtered | Drinking Water Unit: Boiling / Chilled | 57cea7c8-d7e4-ed11-8847-000d3acb5309 | Sheoak Grove Primary School | 9980 | ACTIVE
MSA-DOES | PES6141 | NO ASSET ON SITE Fume Cupboard | Fume Cupboards | f7daa8c7-d7e4-ed11-8847-0022489339ad | Sheoak Grove Primary School | 9980 | INACTIVE
MSA-DOES | PES6142 | Dangerou Good Safety Storage Cabinet | Dangerous Goods Safety Storage Cabinets | eedaa8c7-d7e4-ed11-8847-0022489339ad | Sheoak Grove Primary School | 9980 | INACTIVE
MSA-DOES | PES6143 | Play Ground Equipment | Sport Court & Playground Equipment | 67cea7c8-d7e4-ed11-8847-000d3acb5309 | Sheoak Grove Primary School | 9980 | ACTIVE
MSA-DOES | PES6373 | Pest Control | Pest Control | 68cea7c8-d7e4-ed11-8847-000d3acb5309 | Sheoak Grove Primary School | 9980 | ACTIVE
MSA-DOES | PES6752 | Irrigation: Bore | Irrigation: Bore | 8ddcabc5-d7e4-ed11-8847-0022481170b3 | Sheoak Grove Primary School | 9980 | ACTIVE
MSA-DOES | PES6816 | Boiling/Chilled Water Unit | Drinking Water Unit: Boiling / Chilled | 57cea7c8-d7e4-ed11-8847-000d3acb5309 | Sheoak Grove Primary School | 9980 | ACTIVE
MSA-DOES | PES3507 | Fall Protection System | Fall Protection System | 8cdcabc5-d7e4-ed11-8847-0022481170b3 | Singleton Primary School | 5701 | ACTIVE
MSA-DOES | PES3508 | Backflow Prevention Valve | Backflow Prevention Valve | e9daa8c7-d7e4-ed11-8847-0022489339ad | Singleton Primary School | 5701 | ACTIVE
MSA-DOES | PES3509 | Testing & Tagging | Testing & Tagging | dba9f4c6-d7e4-ed11-8847-002248117628 | Singleton Primary School | 5701 | ACTIVE
MSA-DOES | PES3510 | Emergency & Exit Lighting | Emergency & Exit Lighting | 54cea7c8-d7e4-ed11-8847-000d3acb5309 | Singleton Primary School | 5701 | ACTIVE
MSA-DOES | PES3511 | Air Conditioning: Evaporative Cooler | Air Conditioning: Evaporative Cooler | d3a9f4c6-d7e4-ed11-8847-002248117628 | Singleton Primary School | 5701 | ACTIVE
MSA-DOES | PES3512 | Post mounted Changeable Message Board | Post mounted Changeable Message Board | 93dcabc5-d7e4-ed11-8847-0022481170b3 | Singleton Primary School | 5701 | ACTIVE
MSA-DOES | PES3513 | Ga Space Heating | Gas Space Heating | 8fdcabc5-d7e4-ed11-8847-0022481170b3 | Singleton Primary School | 5701 | ACTIVE
MSA-DOES | PES3514 | Gutter, Downpipe & Roof | Gutters, Downpipes & Roofs | f8daa8c7-d7e4-ed11-8847-0022489339ad | Singleton Primary School | 5701 | ACTIVE
MSA-DOES | PES3515 | Play Ground Equipment | Sport Court & Playground Equipment | 67cea7c8-d7e4-ed11-8847-000d3acb5309 | Singleton Primary School | 5701 | ACTIVE
MSA-DOES | PES3516 | Residual Current Device / RCD | Residual Current Devices (RCD) | 73cea7c8-d7e4-ed11-8847-000d3acb5309 | Singleton Primary School | 5701 | ACTIVE
MSA-DOES | PES3517 | Solar Panel | Solar Electric System | 6acea7c8-d7e4-ed11-8847-000d3acb5309 | Singleton Primary School | 5701 | ACTIVE
MSA-DOES | PES3518 | INACTIVE AS PER MARIO RAPANARO REQUEST-Termite Inspection | Pest Control | 68cea7c8-d7e4-ed11-8847-000d3acb5309 | Singleton Primary School | 5701 | INACTIVE
MSA-DOES | PES3519 | Fire Extinguisher | Fire Extinguisher | 63cea7c8-d7e4-ed11-8847-000d3acb5309 | Singleton Primary School | 5701 | ACTIVE
MSA-DOES | PES3520 | Fire Hydrant | Fire Hydrant | f3daa8c7-d7e4-ed11-8847-0022489339ad | Singleton Primary School | 5701 | ACTIVE
MSA-DOES | PES3521 | Fire Blanket | Fire Blanket | f5daa8c7-d7e4-ed11-8847-0022489339ad | Singleton Primary School | 5701 | ACTIVE
MSA-DOES | PES4403 | Fire Hydrant | Fire Hydrant | f3daa8c7-d7e4-ed11-8847-0022489339ad | Singleton Primary School | 5701 | ACTIVE
MSA-DOES | PES5082 | Lighting Pole | Lighting Poles: External | 69cea7c8-d7e4-ed11-8847-000d3acb5309 | Singleton Primary School | 5701 | ACTIVE
MSA-DOES | PES5441 | Fire Hydrant | Fire Hydrant | f3daa8c7-d7e4-ed11-8847-0022489339ad | Singleton Primary School | 5701 | ACTIVE
MSA-DOES | PES5780 | Ga Appliance | Gas Appliance | 70cea7c8-d7e4-ed11-8847-000d3acb5309 | Singleton Primary School | 5701 | ACTIVE
MSA-DOES | PES5789 | Thermostatic Mixing Valve | Thermostatic Mixing Valve | 12dba8c7-d7e4-ed11-8847-0022489339ad | Singleton Primary School | 5701 | ACTIVE
MSA-DOES | PES5790 | Tempering Valve | Tempering Valve | 74cea7c8-d7e4-ed11-8847-000d3acb5309 | Singleton Primary School | 5701 | ACTIVE
MSA-DOES | PES6541 | Boiling/Chilled Water Unit | Drinking Water Unit: Boiling / Chilled | 57cea7c8-d7e4-ed11-8847-000d3acb5309 | Singleton Primary School | 5701 | ACTIVE
MSA-DOES | PES6929 | Hot Water System: Ga & Electric | Hot Water Unit: Gas & Electric | d8a9f4c6-d7e4-ed11-8847-002248117628 | Singleton Primary School | 5701 | ACTIVE
MSA-DOES | PES3522 | Fall Protection System | Fall Protection System | 8cdcabc5-d7e4-ed11-8847-0022481170b3 | South Coogee Primary School | 6752 | ACTIVE
MSA-DOES | PES3523 | Testing & Tagging | Testing & Tagging | dba9f4c6-d7e4-ed11-8847-002248117628 | South Coogee Primary School | 6752 | ACTIVE
MSA-DOES | PES3524 | Backflow Prevention Valve | Backflow Prevention Valve | e9daa8c7-d7e4-ed11-8847-0022489339ad | South Coogee Primary School | 6752 | ACTIVE
MSA-DOES | PES3525 | Climbing Wall | Climbing Wall / Abseiling Structure | ebdaa8c7-d7e4-ed11-8847-0022489339ad | South Coogee Primary School | 6752 | ACTIVE
MSA-DOES | PES3526 | Emergency & Exit Lighting | Emergency & Exit Lighting | 54cea7c8-d7e4-ed11-8847-000d3acb5309 | South Coogee Primary School | 6752 | ACTIVE
MSA-DOES | PES3527 | Air Conditioning: Evaporative Cooler | Air Conditioning: Evaporative Cooler | d3a9f4c6-d7e4-ed11-8847-002248117628 | South Coogee Primary School | 6752 | ACTIVE
MSA-DOES | PES3528 | INACTIVE SIGN REMOVED-Postmounted Changeable Message Board - Inspection, Service & Report | Post mounted Changeable Message Board | 93dcabc5-d7e4-ed11-8847-0022481170b3 | South Coogee Primary School | 6752 | INACTIVE
MSA-DOES | PES3529 | Ga Space Heating | Gas Space Heating | 8fdcabc5-d7e4-ed11-8847-0022481170b3 | South Coogee Primary School | 6752 | ACTIVE
MSA-DOES | PES3530 | Gutter, Downpipe & Roof | Gutters, Downpipes & Roofs | f8daa8c7-d7e4-ed11-8847-0022489339ad | South Coogee Primary School | 6752 | ACTIVE
MSA-DOES | PES3531 | Play Ground Equipment | Sport Court & Playground Equipment | 67cea7c8-d7e4-ed11-8847-000d3acb5309 | South Coogee Primary School | 6752 | ACTIVE
MSA-DOES | PES3532 | Residual Current Device / RCD | Residual Current Devices (RCD) | 73cea7c8-d7e4-ed11-8847-000d3acb5309 | South Coogee Primary School | 6752 | ACTIVE
MSA-DOES | PES3533 | Solar Panel | Solar Electric System | 6acea7c8-d7e4-ed11-8847-000d3acb5309 | South Coogee Primary School | 6752 | ACTIVE
MSA-DOES | PES3534 | Pest Control | Pest Control | 68cea7c8-d7e4-ed11-8847-000d3acb5309 | South Coogee Primary School | 6752 | ACTIVE
MSA-DOES | PES3535 | Fire Extinguisher | Fire Extinguisher | 63cea7c8-d7e4-ed11-8847-000d3acb5309 | South Coogee Primary School | 6752 | ACTIVE
MSA-DOES | PES3536 | Fire Hydrant | Fire Hydrant | f3daa8c7-d7e4-ed11-8847-0022489339ad | South Coogee Primary School | 6752 | ACTIVE
MSA-DOES | PES3537 | Fire Hydrant Booster Connection | Fire Hydrant Booster Connection | 5fcea7c8-d7e4-ed11-8847-000d3acb5309 | South Coogee Primary School | 6752 | ACTIVE
MSA-DOES | PES3538 | Fire Blanket | Fire Blanket | f5daa8c7-d7e4-ed11-8847-0022489339ad | South Coogee Primary School | 6752 | ACTIVE
MSA-DOES | PES4215 | SERVICE NOT REQUIRED-Fire Break - Clearing & Report | Fire Break | 65cea7c8-d7e4-ed11-8847-000d3acb5309 | South Coogee Primary School | 6752 | INACTIVE
MSA-DOES | PES4412 | Thermostatic Mixing Valve | Thermostatic Mixing Valve | 12dba8c7-d7e4-ed11-8847-0022489339ad | South Coogee Primary School | 6752 | ACTIVE
MSA-DOES | PES4732 | Fire Hydrant | Fire Hydrant | f3daa8c7-d7e4-ed11-8847-0022489339ad | South Coogee Primary School | 6752 | ACTIVE
MSA-DOES | PES4911 | Emergency Eye Wash | Emergency Eye Wash / Safety Shower | 6dcea7c8-d7e4-ed11-8847-000d3acb5309 | South Coogee Primary School | 6752 | ACTIVE
MSA-DOES | PES5159 | Lighting Pole | Lighting Poles: External | 69cea7c8-d7e4-ed11-8847-000d3acb5309 | South Coogee Primary School | 6752 | ACTIVE
MSA-DOES | PES5471 | Fire Hydrant | Fire Hydrant | f3daa8c7-d7e4-ed11-8847-0022489339ad | South Coogee Primary School | 6752 | ACTIVE
MSA-DOES | PES5472 | Fire Hydrant Booster Connection | Fire Hydrant Booster Connection | 5fcea7c8-d7e4-ed11-8847-000d3acb5309 | South Coogee Primary School | 6752 | ACTIVE
MSA-DOES | PES5572 | Tempering Valve | Tempering Valve | 74cea7c8-d7e4-ed11-8847-000d3acb5309 | South Coogee Primary School | 6752 | ACTIVE
MSA-DOES | PES6263 | Hot Water System: Ga & Electric | Hot Water Unit: Gas & Electric | d8a9f4c6-d7e4-ed11-8847-002248117628 | South Coogee Primary School | 6752 | ACTIVE
MSA-DOES | PES6828 | Boiling/Chilled Water Unit | Drinking Water Unit: Boiling / Chilled | 57cea7c8-d7e4-ed11-8847-000d3acb5309 | South Coogee Primary School | 6752 | ACTIVE
MSA-DOES | PES7135 | Fan: Large Diameter | Fan: Large Diameter | 5acea7c8-d7e4-ed11-8847-000d3acb5309 | South Coogee Primary School | 6752 | ACTIVE
MSA-DOES | PES3539 | Fall Protection System | Fall Protection System | 8cdcabc5-d7e4-ed11-8847-0022481170b3 | South East Language Development Centre | 2497 | ACTIVE
MSA-DOES | PES3540 | Emergency & Exit Lighting | Emergency & Exit Lighting | 54cea7c8-d7e4-ed11-8847-000d3acb5309 | South East Language Development Centre | 2497 | ACTIVE
MSA-DOES | PES3541 | Gutter, Downpipe & Roof | Gutters, Downpipes & Roofs | f8daa8c7-d7e4-ed11-8847-0022489339ad | South East Language Development Centre | 2497 | ACTIVE
MSA-DOES | PES5741 | Testing & Tagging | Testing & Tagging | dba9f4c6-d7e4-ed11-8847-002248117628 | South East Language Development Centre | 2497 | ACTIVE
MSA-DOES | PES6385 | Pest Control | Pest Control | 68cea7c8-d7e4-ed11-8847-000d3acb5309 | South East Language Development Centre | 2497 | ACTIVE
MSA-DOES | PES3563 | Fire Hydrant | Fire Hydrant | f3daa8c7-d7e4-ed11-8847-0022489339ad | South Hall Head Primary School | 7413 | ACTIVE
MSA-DOES | PES3564 | Fall Protection System | Fall Protection System | 8cdcabc5-d7e4-ed11-8847-0022481170b3 | South Hall Head Primary School | 7413 | ACTIVE
MSA-DOES | PES3565 | Testing & Tagging | Testing & Tagging | dba9f4c6-d7e4-ed11-8847-002248117628 | South Hall Head Primary School | 7413 | ACTIVE
MSA-DOES | PES3566 | Emergency & Exit Lighting | Emergency & Exit Lighting | 54cea7c8-d7e4-ed11-8847-000d3acb5309 | South Hall Head Primary School | 7413 | ACTIVE
MSA-DOES | PES3567 | Gutter, Downpipe & Roof | Gutters, Downpipes & Roofs | f8daa8c7-d7e4-ed11-8847-0022489339ad | South Hall Head Primary School | 7413 | ACTIVE
MSA-DOES | PES3568 | Play Ground Equipment Inc. Nature Play | Sport Court & Playground Equipment inc Natureplay | 92dcabc5-d7e4-ed11-8847-0022481170b3 | South Hall Head Primary School | 7413 | ACTIVE
MSA-DOES | PES3569 | Residual Current Device / RCD | Residual Current Devices (RCD) | 73cea7c8-d7e4-ed11-8847-000d3acb5309 | South Hall Head Primary School | 7413 | ACTIVE
MSA-DOES | PES3570 | Solar Panel | Solar Electric System | 6acea7c8-d7e4-ed11-8847-000d3acb5309 | South Hall Head Primary School | 7413 | ACTIVE
MSA-DOES | PES3571 | INACTIVE AS PER MARIO RAPANARO REQUEST-Termite Inspection | Pest Control | 68cea7c8-d7e4-ed11-8847-000d3acb5309 | South Hall Head Primary School | 7413 | INACTIVE
MSA-DOES | PES3572 | Fire Extinguisher | Fire Extinguisher | 63cea7c8-d7e4-ed11-8847-000d3acb5309 | South Hall Head Primary School | 7413 | ACTIVE
MSA-DOES | PES3573 | Fire Hydrant | Fire Hydrant | f3daa8c7-d7e4-ed11-8847-0022489339ad | South Hall Head Primary School | 7413 | ACTIVE
MSA-DOES | PES3574 | Fire Blanket | Fire Blanket | f5daa8c7-d7e4-ed11-8847-0022489339ad | South Hall Head Primary School | 7413 | ACTIVE
MSA-DOES | PES4090 | Air Conditioning: Evaporative Cooler | Air Conditioning: Evaporative Cooler | d3a9f4c6-d7e4-ed11-8847-002248117628 | South Hall Head Primary School | 7413 | ACTIVE
MSA-DOES | PES4340 | Backflow Prevention Valve | Backflow Prevention Valve | e9daa8c7-d7e4-ed11-8847-0022489339ad | South Hall Head Primary School | 7413 | ACTIVE
MSA-DOES | PES4881 | Thermostatic Mixing Valve | Thermostatic Mixing Valve | 12dba8c7-d7e4-ed11-8847-0022489339ad | South Hall Head Primary School | 7413 | ACTIVE
MSA-DOES | PES5083 | Lighting Pole | Lighting Poles: External | 69cea7c8-d7e4-ed11-8847-000d3acb5309 | South Hall Head Primary School | 7413 | ACTIVE
MSA-DOES | PES5517 | Tempering Valve | Tempering Valve | 74cea7c8-d7e4-ed11-8847-000d3acb5309 | South Hall Head Primary School | 7413 | ACTIVE
MSA-DOES | PES5858 | Ga Appliance | Gas Appliance | 70cea7c8-d7e4-ed11-8847-000d3acb5309 | South Hall Head Primary School | 7413 | ACTIVE
MSA-DOES | PES5980 | Ga Space Heating | Gas Space Heating | 8fdcabc5-d7e4-ed11-8847-0022481170b3 | South Hall Head Primary School | 7413 | ACTIVE
MSA-DOES | PES6351 | Hot Water System: Ga & Electric | Hot Water Unit: Gas & Electric | d8a9f4c6-d7e4-ed11-8847-002248117628 | South Hall Head Primary School | 7413 | ACTIVE
MSA-DOES | PES6795 | Boiling/Chilled Water Unit | Drinking Water Unit: Boiling / Chilled | 57cea7c8-d7e4-ed11-8847-000d3acb5309 | South Hall Head Primary School | 7413 | ACTIVE
MSA-DOES | PES3575 | Fall Protection System | Fall Protection System | 8cdcabc5-d7e4-ed11-8847-0022481170b3 | South Lake Primary School | 1843 | ACTIVE
MSA-DOES | PES3576 | Testing & Tagging | Testing & Tagging | dba9f4c6-d7e4-ed11-8847-002248117628 | South Lake Primary School | 1843 | ACTIVE
MSA-DOES | PES3577 | Play Ground Equipment | Sport Court & Playground Equipment | 67cea7c8-d7e4-ed11-8847-000d3acb5309 | South Lake Primary School | 1843 | ACTIVE
MSA-DOES | PES3578 | Backflow Prevention Valve | Backflow Prevention Valve | e9daa8c7-d7e4-ed11-8847-0022489339ad | South Lake Primary School | 1843 | ACTIVE
MSA-DOES | PES3579 | Emergency & Exit Lighting | Emergency & Exit Lighting | 54cea7c8-d7e4-ed11-8847-000d3acb5309 | South Lake Primary School | 1843 | ACTIVE
MSA-DOES | PES3580 | Air Conditioning: Evaporative Cooler | Air Conditioning: Evaporative Cooler | d3a9f4c6-d7e4-ed11-8847-002248117628 | South Lake Primary School | 1843 | ACTIVE
MSA-DOES | PES3581 | Ga Space Heating | Gas Space Heating | 8fdcabc5-d7e4-ed11-8847-0022481170b3 | South Lake Primary School | 1843 | ACTIVE
MSA-DOES | PES3582 | Gutter, Downpipe & Roof | Gutters, Downpipes & Roofs | f8daa8c7-d7e4-ed11-8847-0022489339ad | South Lake Primary School | 1843 | ACTIVE
MSA-DOES | PES3583 | Residual Current Device / RCD | Residual Current Devices (RCD) | 73cea7c8-d7e4-ed11-8847-000d3acb5309 | South Lake Primary School | 1843 | ACTIVE
MSA-DOES | PES3584 | Pest Control | Pest Control | 68cea7c8-d7e4-ed11-8847-000d3acb5309 | South Lake Primary School | 1843 | ACTIVE
MSA-DOES | PES3585 | Fire Extinguisher | Fire Extinguisher | 63cea7c8-d7e4-ed11-8847-000d3acb5309 | South Lake Primary School | 1843 | ACTIVE
MSA-DOES | PES3586 | Fire Blanket | Fire Blanket | f5daa8c7-d7e4-ed11-8847-0022489339ad | South Lake Primary School | 1843 | ACTIVE
MSA-DOES | PES4184 | Solar Panel | Solar Electric System | 6acea7c8-d7e4-ed11-8847-000d3acb5309 | South Lake Primary School | 1843 | ACTIVE
MSA-DOES | PES4389 | Thermostatic Mixing Valve | Thermostatic Mixing Valve | 12dba8c7-d7e4-ed11-8847-0022489339ad | South Lake Primary School | 1843 | ACTIVE
MSA-DOES | PES4907 | Emergency Eye Wash | Emergency Eye Wash / Safety Shower | 6dcea7c8-d7e4-ed11-8847-000d3acb5309 | South Lake Primary School | 1843 | ACTIVE
MSA-DOES | PES5120 | Lighting Pole | Lighting Poles: External | 69cea7c8-d7e4-ed11-8847-000d3acb5309 | South Lake Primary School | 1843 | ACTIVE
MSA-DOES | PES5886 | Tempering Valve | Tempering Valve | 74cea7c8-d7e4-ed11-8847-000d3acb5309 | South Lake Primary School | 1843 | ACTIVE
MSA-DOES | PES6261 | Hot Water System: Ga & Electric | Hot Water Unit: Gas & Electric | d8a9f4c6-d7e4-ed11-8847-002248117628 | South Lake Primary School | 1843 | ACTIVE
MSA-DOES | PES6262 | Ga Appliance | Gas Appliance | 70cea7c8-d7e4-ed11-8847-000d3acb5309 | South Lake Primary School | 1843 | ACTIVE
MSA-DOES | PES6322 | Pest Control:Ant | Pest Control | 68cea7c8-d7e4-ed11-8847-000d3acb5309 | South Lake Primary School | 1843 | ACTIVE
MSA-DOES | PES6638 | Air Conditioning: Split - SSEN:BE | Air Conditioning: Split | 86dcabc5-d7e4-ed11-8847-0022481170b3 | South Lake Primary School | 1843 | ACTIVE
MSA-DOES | PES6882 | Boiling/Chilled Water Unit | Drinking Water Unit: Boiling / Chilled | 57cea7c8-d7e4-ed11-8847-000d3acb5309 | South Lake Primary School | 1843 | ACTIVE
MSA-DOES | PES2096 | Gutter, Downpipe & Roof | Gutters, Downpipes & Roofs | f8daa8c7-d7e4-ed11-8847-0022489339ad | South Metro Education Regional Office | 1589 | ACTIVE
MSA-DOES | PES3587 | Emergency & Exit Lighting | Emergency & Exit Lighting | 54cea7c8-d7e4-ed11-8847-000d3acb5309 | South Metro Education Regional Office | 1589 | ACTIVE
MSA-DOES | PES3588 | Evaporative Cooler - Inspection, Service & Report - NO EVAP ASSETS ON SITE | Air Conditioning: Evaporative Cooler | d3a9f4c6-d7e4-ed11-8847-002248117628 | South Metro Education Regional Office | 1589 | INACTIVE
MSA-DOES | PES3589 | INACTIVE NO ASSETS ONSITE-Ga Space Heating - Inspection, Service & Report | Gas Space Heating | 8fdcabc5-d7e4-ed11-8847-0022481170b3 | South Metro Education Regional Office | 1589 | INACTIVE
MSA-DOES | PES3590 | Residual Current Device / RCD | Residual Current Devices (RCD) | 73cea7c8-d7e4-ed11-8847-000d3acb5309 | South Metro Education Regional Office | 1589 | ACTIVE
MSA-DOES | PES3591 | Testing & Tagging | Testing & Tagging | dba9f4c6-d7e4-ed11-8847-002248117628 | South Metro Education Regional Office | 1589 | ACTIVE
MSA-DOES | PES3592 | Pest Control | Pest Control | 68cea7c8-d7e4-ed11-8847-000d3acb5309 | South Metro Education Regional Office | 1589 | ACTIVE
MSA-DOES | PES3593 | Fire Extinguisher | Fire Extinguisher | 63cea7c8-d7e4-ed11-8847-000d3acb5309 | South Metro Education Regional Office | 1589 | ACTIVE
MSA-DOES | PES3594 | Fire Blanket | Fire Blanket | f5daa8c7-d7e4-ed11-8847-0022489339ad | South Metro Education Regional Office | 1589 | ACTIVE
MSA-DOES | PES4281 | Fall Protection System - Inspection, Test & Re-Certification - NO EQUIPMENT ON SITE | Fall Protection System | 8cdcabc5-d7e4-ed11-8847-0022481170b3 | South Metro Education Regional Office | 1589 | INACTIVE
MSA-DOES | PES5160 | INACTIVE NO ASSETS ONSITE-External Lighting Pole - Inspection & Reporting (inc Photo) | Lighting Poles: External | 69cea7c8-d7e4-ed11-8847-000d3acb5309 | South Metro Education Regional Office | 1589 | INACTIVE
MSA-DOES | PES3595 | Fall Protection System | Fall Protection System | 8cdcabc5-d7e4-ed11-8847-0022481170b3 | South Perth Primary School | 2546 | ACTIVE
MSA-DOES | PES3596 | Emergency & Exit Lighting | Emergency & Exit Lighting | 54cea7c8-d7e4-ed11-8847-000d3acb5309 | South Perth Primary School | 2546 | ACTIVE
MSA-DOES | PES3597 | Air Conditioning: Evaporative Cooler | Air Conditioning: Evaporative Cooler | d3a9f4c6-d7e4-ed11-8847-002248117628 | South Perth Primary School | 2546 | ACTIVE
MSA-DOES | PES3598 | Ga Space Heating | Gas Space Heating | 8fdcabc5-d7e4-ed11-8847-0022481170b3 | South Perth Primary School | 2546 | ACTIVE
MSA-DOES | PES3599 | Gutter, Downpipe & Roof | Gutters, Downpipes & Roofs | f8daa8c7-d7e4-ed11-8847-0022489339ad | South Perth Primary School | 2546 | ACTIVE
MSA-DOES | PES3600 | Residual Current Device / RCD | Residual Current Devices (RCD) | 73cea7c8-d7e4-ed11-8847-000d3acb5309 | South Perth Primary School | 2546 | ACTIVE
MSA-DOES | PES3601 | Solar Panel | Solar Electric System | 6acea7c8-d7e4-ed11-8847-000d3acb5309 | South Perth Primary School | 2546 | ACTIVE
MSA-DOES | PES3602 | Testing & Tagging | Testing & Tagging | dba9f4c6-d7e4-ed11-8847-002248117628 | South Perth Primary School | 2546 | ACTIVE
MSA-DOES | PES3603 | Play Ground Equipment Inc. Nature Play | Sport Court & Playground Equipment inc Natureplay | 92dcabc5-d7e4-ed11-8847-0022481170b3 | South Perth Primary School | 2546 | ACTIVE
MSA-DOES | PES3604 | Pest Control | Pest Control | 68cea7c8-d7e4-ed11-8847-000d3acb5309 | South Perth Primary School | 2546 | ACTIVE
MSA-DOES | PES3605 | Fire Extinguisher | Fire Extinguisher | 63cea7c8-d7e4-ed11-8847-000d3acb5309 | South Perth Primary School | 2546 | ACTIVE
MSA-DOES | PES3606 | Fire Hydrant | Fire Hydrant | f3daa8c7-d7e4-ed11-8847-0022489339ad | South Perth Primary School | 2546 | ACTIVE
MSA-DOES | PES3607 | Fire Blanket | Fire Blanket | f5daa8c7-d7e4-ed11-8847-0022489339ad | South Perth Primary School | 2546 | ACTIVE
MSA-DOES | PES4734 | Fire Hydrant | Fire Hydrant | f3daa8c7-d7e4-ed11-8847-0022489339ad | South Perth Primary School | 2546 | ACTIVE
MSA-DOES | PES4787 | Thermostatic Mixing Valve | Thermostatic Mixing Valve | 12dba8c7-d7e4-ed11-8847-0022489339ad | South Perth Primary School | 2546 | ACTIVE
MSA-DOES | PES4818 | Backflow Prevention Valve | Backflow Prevention Valve | e9daa8c7-d7e4-ed11-8847-0022489339ad | South Perth Primary School | 2546 | ACTIVE
MSA-DOES | PES5039 | NO ASSETS ONSITE-External Lighting Pole - Inspection & Reporting (inc Photo) | Lighting Poles: External | 69cea7c8-d7e4-ed11-8847-000d3acb5309 | South Perth Primary School | 2546 | INACTIVE
MSA-DOES | PES5377 | Tempering Valve | Tempering Valve | 74cea7c8-d7e4-ed11-8847-000d3acb5309 | South Perth Primary School | 2546 | ACTIVE
MSA-DOES | PES5706 | Ga Appliance | Gas Appliance | 70cea7c8-d7e4-ed11-8847-000d3acb5309 | South Perth Primary School | 2546 | ACTIVE
MSA-DOES | PES6588 | Boiling/Chilled Water Unit | Drinking Water Unit: Boiling / Chilled | 57cea7c8-d7e4-ed11-8847-000d3acb5309 | South Perth Primary School | 2546 | ACTIVE
MSA-DOES | PES6930 | Hot Water System: Ga & Electric | Hot Water Unit: Gas & Electric | d8a9f4c6-d7e4-ed11-8847-002248117628 | South Perth Primary School | 2546 | ACTIVE
MSA-DOES | PES3608 | Fall Protection System | Fall Protection System | 8cdcabc5-d7e4-ed11-8847-0022481170b3 | South Thornlie Primary School | 2591 | ACTIVE
MSA-DOES | PES3609 | Emergency & Exit Lighting | Emergency & Exit Lighting | 54cea7c8-d7e4-ed11-8847-000d3acb5309 | South Thornlie Primary School | 2591 | ACTIVE
MSA-DOES | PES3610 | Air Conditioning: Evaporative Cooler | Air Conditioning: Evaporative Cooler | d3a9f4c6-d7e4-ed11-8847-002248117628 | South Thornlie Primary School | 2591 | ACTIVE
MSA-DOES | PES3611 | SERVICE NOT REQUIRED-Fire Break - Clearing & Report | Fire Break | 65cea7c8-d7e4-ed11-8847-000d3acb5309 | South Thornlie Primary School | 2591 | INACTIVE
MSA-DOES | PES3612 | Fire Blanket | Fire Blanket | f5daa8c7-d7e4-ed11-8847-0022489339ad | South Thornlie Primary School | 2591 | ACTIVE
MSA-DOES | PES3613 | Fire Extinguisher | Fire Extinguisher | 63cea7c8-d7e4-ed11-8847-000d3acb5309 | South Thornlie Primary School | 2591 | ACTIVE
MSA-DOES | PES3614 | Ga Space Heating | Gas Space Heating | 8fdcabc5-d7e4-ed11-8847-0022481170b3 | South Thornlie Primary School | 2591 | ACTIVE
MSA-DOES | PES3615 | Gutter, Downpipe & Roof | Gutters, Downpipes & Roofs | f8daa8c7-d7e4-ed11-8847-0022489339ad | South Thornlie Primary School | 2591 | ACTIVE
MSA-DOES | PES3616 | Pest Control | Pest Control | 68cea7c8-d7e4-ed11-8847-000d3acb5309 | South Thornlie Primary School | 2591 | ACTIVE
MSA-DOES | PES3617 | Play Ground Equipment | Sport Court & Playground Equipment | 67cea7c8-d7e4-ed11-8847-000d3acb5309 | South Thornlie Primary School | 2591 | ACTIVE
MSA-DOES | PES3618 | Residual Current Device / RCD | Residual Current Devices (RCD) | 73cea7c8-d7e4-ed11-8847-000d3acb5309 | South Thornlie Primary School | 2591 | ACTIVE
MSA-DOES | PES3619 | Testing & Tagging | Testing & Tagging | dba9f4c6-d7e4-ed11-8847-002248117628 | South Thornlie Primary School | 2591 | ACTIVE
MSA-DOES | PES4185 | Solar Panel | Solar Electric System | 6acea7c8-d7e4-ed11-8847-000d3acb5309 | South Thornlie Primary School | 2591 | ACTIVE
MSA-DOES | PES4788 | Thermostatic Mixing Valve | Thermostatic Mixing Valve | 12dba8c7-d7e4-ed11-8847-0022489339ad | South Thornlie Primary School | 2591 | ACTIVE
MSA-DOES | PES4815 | Backflow Prevention Valve | Backflow Prevention Valve | e9daa8c7-d7e4-ed11-8847-0022489339ad | South Thornlie Primary School | 2591 | ACTIVE
MSA-DOES | PES4816 | Emergency Eye Wash | Emergency Eye Wash / Safety Shower | 6dcea7c8-d7e4-ed11-8847-000d3acb5309 | South Thornlie Primary School | 2591 | ACTIVE
MSA-DOES | PES5084 | Lighting Pole | Lighting Poles: External | 69cea7c8-d7e4-ed11-8847-000d3acb5309 | South Thornlie Primary School | 2591 | ACTIVE
MSA-DOES | PES5423 | Effluent System | Sewerage Pumping Station | 55cea7c8-d7e4-ed11-8847-000d3acb5309 | South Thornlie Primary School | 2591 | ACTIVE
MSA-DOES | PES5707 | Ga Appliance | Gas Appliance | 70cea7c8-d7e4-ed11-8847-000d3acb5309 | South Thornlie Primary School | 2591 | ACTIVE
MSA-DOES | PES6557 | Tempering Valve | Tempering Valve | 74cea7c8-d7e4-ed11-8847-000d3acb5309 | South Thornlie Primary School | 2591 | ACTIVE
MSA-DOES | PES6558 | Boiling/Chilled Water Unit | Drinking Water Unit: Boiling / Chilled | 57cea7c8-d7e4-ed11-8847-000d3acb5309 | South Thornlie Primary School | 2591 | ACTIVE
MSA-DOES | PES6931 | Hot Water System: Ga & Electric | Hot Water Unit: Gas & Electric | d8a9f4c6-d7e4-ed11-8847-002248117628 | South Thornlie Primary School | 2591 | ACTIVE
MSA-DOES | PES5276 | Testing & Tagging | Testing & Tagging | dba9f4c6-d7e4-ed11-8847-002248117628 | Southern Grove Primary School | 9836 | ACTIVE
MSA-DOES | PES5280 | Air Conditioning: Evaporative Cooler | Air Conditioning: Evaporative Cooler | d3a9f4c6-d7e4-ed11-8847-002248117628 | Southern Grove Primary School | 9836 | ACTIVE
MSA-DOES | PES5284 | Emergency & Exit Lighting | Emergency & Exit Lighting | 54cea7c8-d7e4-ed11-8847-000d3acb5309 | Southern Grove Primary School | 9836 | ACTIVE
MSA-DOES | PES5288 | Residual Current Device / RCD | Residual Current Devices (RCD) | 73cea7c8-d7e4-ed11-8847-000d3acb5309 | Southern Grove Primary School | 9836 | ACTIVE
MSA-DOES | PES5292 | Backflow Prevention Valve | Backflow Prevention Valve | e9daa8c7-d7e4-ed11-8847-0022489339ad | Southern Grove Primary School | 9836 | ACTIVE
MSA-DOES | PES5296 | Play Ground Equipment | Sport Court & Playground Equipment | 67cea7c8-d7e4-ed11-8847-000d3acb5309 | Southern Grove Primary School | 9836 | ACTIVE
MSA-DOES | PES5300 | Fire Extinguisher | Fire Extinguisher | 63cea7c8-d7e4-ed11-8847-000d3acb5309 | Southern Grove Primary School | 9836 | ACTIVE
MSA-DOES | PES5304 | Fire Blanket | Fire Blanket | f5daa8c7-d7e4-ed11-8847-0022489339ad | Southern Grove Primary School | 9836 | ACTIVE
MSA-DOES | PES5308 | Fall Protection System | Fall Protection System | 8cdcabc5-d7e4-ed11-8847-0022481170b3 | Southern Grove Primary School | 9836 | ACTIVE
MSA-DOES | PES5567 | Thermostatic Mixing Valve | Thermostatic Mixing Valve | 12dba8c7-d7e4-ed11-8847-0022489339ad | Southern Grove Primary School | 9836 | ACTIVE
MSA-DOES | PES5568 | Tempering Valve | Tempering Valve | 74cea7c8-d7e4-ed11-8847-000d3acb5309 | Southern Grove Primary School | 9836 | ACTIVE
MSA-DOES | PES5569 | Emergency Eye Wash | Emergency Eye Wash / Safety Shower | 6dcea7c8-d7e4-ed11-8847-000d3acb5309 | Southern Grove Primary School | 9836 | ACTIVE
MSA-DOES | PES5580 | Ga Space Heating | Gas Space Heating | 8fdcabc5-d7e4-ed11-8847-0022481170b3 | Southern Grove Primary School | 9836 | ACTIVE
MSA-DOES | PES5772 | Grease Trap: | Grease Trap: | fadaa8c7-d7e4-ed11-8847-0022489339ad | Southern Grove Primary School | 9836 | ACTIVE
MSA-DOES | PES5773 | NO UNITS ON SITE - Fire Hose Reel - Inspection, Service & Report | Fire Hose Reel | f4daa8c7-d7e4-ed11-8847-0022489339ad | Southern Grove Primary School | 9836 | INACTIVE
MSA-DOES | PES5774 | Fire Hydrant | Fire Hydrant | f3daa8c7-d7e4-ed11-8847-0022489339ad | Southern Grove Primary School | 9836 | ACTIVE
MSA-DOES | PES5775 | Fire Hydrant | Fire Hydrant | f3daa8c7-d7e4-ed11-8847-0022489339ad | Southern Grove Primary School | 9836 | ACTIVE
MSA-DOES | PES5779 | Irrigation: Iron filtration | Irrigation: Iron filtration | fedaa8c7-d7e4-ed11-8847-0022489339ad | Southern Grove Primary School | 9836 | ACTIVE
MSA-DOES | PES5812 | Gutter, Downpipe & Roof | Gutters, Downpipes & Roofs | f8daa8c7-d7e4-ed11-8847-0022489339ad | Southern Grove Primary School | 9836 | ACTIVE
MSA-DOES | PES5908 | Fire Hydrant Booster Connection | Fire Hydrant Booster Connection | 5fcea7c8-d7e4-ed11-8847-000d3acb5309 | Southern Grove Primary School | 9836 | INACTIVE
MSA-DOES | PES6231 | Ga Appliance | Gas Appliance | 70cea7c8-d7e4-ed11-8847-000d3acb5309 | Southern Grove Primary School | 9836 | ACTIVE
MSA-DOES | PES6232 | Hot Water System: Ga & Electric | Hot Water Unit: Gas & Electric | d8a9f4c6-d7e4-ed11-8847-002248117628 | Southern Grove Primary School | 9836 | ACTIVE
MSA-DOES | PES7164 | Boiling/Chilled Water Unit | Drinking Water Unit: Boiling / Chilled | 57cea7c8-d7e4-ed11-8847-000d3acb5309 | Southern Grove Primary School | 9836 | ACTIVE
MSA-DOES | PES3620 | Backflow Prevention Valve | Backflow Prevention Valve | e9daa8c7-d7e4-ed11-8847-0022489339ad | Southern River College | 2484 | ACTIVE
MSA-DOES | PES3621 | Emergency & Exit Lighting | Emergency & Exit Lighting | 54cea7c8-d7e4-ed11-8847-000d3acb5309 | Southern River College | 2484 | ACTIVE
MSA-DOES | PES3622 | Air Conditioning: Evaporative Cooler | Air Conditioning: Evaporative Cooler | d3a9f4c6-d7e4-ed11-8847-002248117628 | Southern River College | 2484 | ACTIVE
MSA-DOES | PES3623 | Fire Break | Fire Break | 65cea7c8-d7e4-ed11-8847-000d3acb5309 | Southern River College | 2484 | ACTIVE
MSA-DOES | PES3624 | Fire Extinguisher | Fire Extinguisher | 63cea7c8-d7e4-ed11-8847-000d3acb5309 | Southern River College | 2484 | ACTIVE
MSA-DOES | PES3625 | Fire Hydrant | Fire Hydrant | f3daa8c7-d7e4-ed11-8847-0022489339ad | Southern River College | 2484 | ACTIVE
MSA-DOES | PES3626 | Fire Hydrant Booster Connection | Fire Hydrant Booster Connection | 5fcea7c8-d7e4-ed11-8847-000d3acb5309 | Southern River College | 2484 | ACTIVE
MSA-DOES | PES3627 | Fire Hose Reel | Fire Hose Reel | f4daa8c7-d7e4-ed11-8847-0022489339ad | Southern River College | 2484 | ACTIVE
MSA-DOES | PES3628 | Fire Blanket | Fire Blanket | f5daa8c7-d7e4-ed11-8847-0022489339ad | Southern River College | 2484 | ACTIVE
MSA-DOES | PES3629 | Fixed Gym Equipment | Gym Equipment : Fixed | 5ecea7c8-d7e4-ed11-8847-000d3acb5309 | Southern River College | 2484 | ACTIVE
MSA-DOES | PES3630 | Fume Cupboard | Fume Cupboards | f7daa8c7-d7e4-ed11-8847-0022489339ad | Southern River College | 2484 | ACTIVE
MSA-DOES | PES3631 | Ga Space Heating | Gas Space Heating | 8fdcabc5-d7e4-ed11-8847-0022481170b3 | Southern River College | 2484 | ACTIVE
MSA-DOES | PES3632 | Gutter, Downpipe & Roof | Gutters, Downpipes & Roofs | f8daa8c7-d7e4-ed11-8847-0022489339ad | Southern River College | 2484 | ACTIVE
MSA-DOES | PES3633 | Lift | Lift: Passenger | 5dcea7c8-d7e4-ed11-8847-000d3acb5309 | Southern River College | 2484 | ACTIVE
MSA-DOES | PES3634 | INACTIVE ASSET DECOMMISSIONED-Liquid Waste - Oil Pit 1 - Inspection, Service & Report | Pit: | 72cea7c8-d7e4-ed11-8847-000d3acb5309 | Southern River College | 2484 | INACTIVE
MSA-DOES | PES3635 | Grease Trap: | Grease Trap: | fadaa8c7-d7e4-ed11-8847-0022489339ad | Southern River College | 2484 | ACTIVE
MSA-DOES | PES3636 | Design & Technology: Fixed Equipment | Design & Technology: Fixed Equipment | 53cea7c8-d7e4-ed11-8847-000d3acb5309 | Southern River College | 2484 | ACTIVE
MSA-DOES | PES3637 | Mobile Work Platform | Mobile Work Platforms | 07dba8c7-d7e4-ed11-8847-0022489339ad | Southern River College | 2484 | ACTIVE
MSA-DOES | PES3638 | Pest Control | Pest Control | 68cea7c8-d7e4-ed11-8847-000d3acb5309 | Southern River College | 2484 | ACTIVE
MSA-DOES | PES3639 | Residual Current Device / RCD | Residual Current Devices (RCD) | 73cea7c8-d7e4-ed11-8847-000d3acb5309 | Southern River College | 2484 | ACTIVE
MSA-DOES | PES3640 | Testing & Tagging | Testing & Tagging | dba9f4c6-d7e4-ed11-8847-002248117628 | Southern River College | 2484 | ACTIVE
MSA-DOES | PES3641 | Thermostatic Mixing Valve | Thermostatic Mixing Valve | 12dba8c7-d7e4-ed11-8847-0022489339ad | Southern River College | 2484 | ACTIVE
MSA-DOES | PES3642 | Fire Hydrant | Fire Hydrant | f3daa8c7-d7e4-ed11-8847-0022489339ad | Southern River College | 2484 | ACTIVE
MSA-DOES | PES4186 | Solar Panel | Solar Electric System | 6acea7c8-d7e4-ed11-8847-000d3acb5309 | Southern River College | 2484 | ACTIVE
MSA-DOES | PES4282 | Fall Protection System | Fall Protection System | 8cdcabc5-d7e4-ed11-8847-0022481170b3 | Southern River College | 2484 | ACTIVE
MSA-DOES | PES4826 | Fire Pump: Diesel | Fire Pump: Diesel | 00dba8c7-d7e4-ed11-8847-0022489339ad | Southern River College | 2484 | ACTIVE
MSA-DOES | PES4879 | Fire Water Storage Tank | Fire Water Storage Tank | 60cea7c8-d7e4-ed11-8847-000d3acb5309 | Southern River College | 2484 | ACTIVE
MSA-DOES | PES5085 | Lighting Pole | Lighting Poles: External | 69cea7c8-d7e4-ed11-8847-000d3acb5309 | Southern River College | 2484 | ACTIVE
MSA-DOES | PES5243 | Extraction: Dust | Extraction System: Saw Dust | 61cea7c8-d7e4-ed11-8847-000d3acb5309 | Southern River College | 2484 | ACTIVE
MSA-DOES | PES5262 | Emergency Eye Wash | Emergency Eye Wash / Safety Shower | 6dcea7c8-d7e4-ed11-8847-000d3acb5309 | Southern River College | 2484 | ACTIVE
MSA-DOES | PES5636 | Ga Appliance | Gas Appliance | 70cea7c8-d7e4-ed11-8847-000d3acb5309 | Southern River College | 2484 | ACTIVE
MSA-DOES | PES5827 | Grease Trap: | Grease Trap: | fadaa8c7-d7e4-ed11-8847-0022489339ad | Southern River College | 2484 | ACTIVE
MSA-DOES | PES5985 | PAC: Lighting System | PAC: | ffdaa8c7-d7e4-ed11-8847-0022489339ad | Southern River College | 2484 | ACTIVE
MSA-DOES | PES5986 | PAC: Audio System | PAC: | ffdaa8c7-d7e4-ed11-8847-0022489339ad | Southern River College | 2484 | ACTIVE
MSA-DOES | PES5987 | PAC: Curtain | PAC: | ffdaa8c7-d7e4-ed11-8847-0022489339ad | Southern River College | 2484 | ACTIVE
MSA-DOES | PES5988 | PAC: Hoist / Winche | PAC: Hoist / Winch | fddaa8c7-d7e4-ed11-8847-0022489339ad | Southern River College | 2484 | ACTIVE
MSA-DOES | PES5989 | PAC: Lighting Grid / Bar | PAC: | ffdaa8c7-d7e4-ed11-8847-0022489339ad | Southern River College | 2484 | ACTIVE
MSA-DOES | PES6018 | Dangerou Good Safety Storage Cabinet | Dangerous Goods Safety Storage Cabinets | eedaa8c7-d7e4-ed11-8847-0022489339ad | Southern River College | 2484 | ACTIVE
MSA-DOES | PES6081 | Lift: Monitoring Service | Lift: Passenger | 5dcea7c8-d7e4-ed11-8847-000d3acb5309 | Southern River College | 2484 | ACTIVE
MSA-DOES | PES6319 | Hot Water System: Ga & Electric | Hot Water Unit: Gas & Electric | d8a9f4c6-d7e4-ed11-8847-002248117628 | Southern River College | 2484 | ACTIVE
MSA-DOES | PES6321 | Tempering Valve | Tempering Valve | 74cea7c8-d7e4-ed11-8847-000d3acb5309 | Southern River College | 2484 | ACTIVE
MSA-DOES | PES6326 | Boiling/Chilled Water Unit | Drinking Water Unit: Boiling / Chilled | 57cea7c8-d7e4-ed11-8847-000d3acb5309 | Southern River College | 2484 | ACTIVE
MSA-DOES | PES6345 | Kitchen Canopy: | Kitchen Canopy: Commercial | 5bcea7c8-d7e4-ed11-8847-000d3acb5309 | Southern River College | 2484 | ACTIVE
MSA-DOES | PES6682 | Air Compressor: Receiver | Air Compressor | d1a9f4c6-d7e4-ed11-8847-002248117628 | Southern River College | 2484 | ACTIVE
MSA-DOES | PES6734 | Compressor: | Air Compressor | d1a9f4c6-d7e4-ed11-8847-002248117628 | Southern River College | 2484 | ACTIVE
MSA-DOES | PES6992 | PAC: Retractable Seating | PAC: | ffdaa8c7-d7e4-ed11-8847-0022489339ad | Southern River College | 2484 | ACTIVE
MSA-DOES | PES7027 | Design & Technology: Reticulated Ga Welding System | Design & Technology: Reticulated Gas Welding System | 11dba8c7-d7e4-ed11-8847-0022489339ad | Southern River College | 2484 | ACTIVE
MSA-DOES | PES3643 | Fall Protection System | Fall Protection System | 8cdcabc5-d7e4-ed11-8847-0022481170b3 | Southwell Primary School | 1819 | ACTIVE
MSA-DOES | PES3644 | Backflow Prevention Valve | Backflow Prevention Valve | e9daa8c7-d7e4-ed11-8847-0022489339ad | Southwell Primary School | 1819 | ACTIVE
MSA-DOES | PES3645 | Emergency & Exit Lighting | Emergency & Exit Lighting | 54cea7c8-d7e4-ed11-8847-000d3acb5309 | Southwell Primary School | 1819 | ACTIVE
MSA-DOES | PES3646 | Air Conditioning: Evaporative Cooler | Air Conditioning: Evaporative Cooler | d3a9f4c6-d7e4-ed11-8847-002248117628 | Southwell Primary School | 1819 | ACTIVE
MSA-DOES | PES3647 | Fire Extinguisher | Fire Extinguisher | 63cea7c8-d7e4-ed11-8847-000d3acb5309 | Southwell Primary School | 1819 | ACTIVE
MSA-DOES | PES3648 | Fire Blanket | Fire Blanket | f5daa8c7-d7e4-ed11-8847-0022489339ad | Southwell Primary School | 1819 | ACTIVE
MSA-DOES | PES3649 | Ga Space Heating | Gas Space Heating | 8fdcabc5-d7e4-ed11-8847-0022481170b3 | Southwell Primary School | 1819 | ACTIVE
MSA-DOES | PES3650 | Gutter, Downpipe & Roof | Gutters, Downpipes & Roofs | f8daa8c7-d7e4-ed11-8847-0022489339ad | Southwell Primary School | 1819 | ACTIVE
MSA-DOES | PES3651 | Pest Control | Pest Control | 68cea7c8-d7e4-ed11-8847-000d3acb5309 | Southwell Primary School | 1819 | ACTIVE
MSA-DOES | PES3652 | Play Ground Equipment | Sport Court & Playground Equipment | 67cea7c8-d7e4-ed11-8847-000d3acb5309 | Southwell Primary School | 1819 | ACTIVE
MSA-DOES | PES3653 | Residual Current Device / RCD | Residual Current Devices (RCD) | 73cea7c8-d7e4-ed11-8847-000d3acb5309 | Southwell Primary School | 1819 | ACTIVE
MSA-DOES | PES3654 | INACTIVE - Post mounted Changeable Message Board | Post mounted Changeable Message Board | 93dcabc5-d7e4-ed11-8847-0022481170b3 | Southwell Primary School | 1819 | INACTIVE
MSA-DOES | PES3655 | Testing & Tagging | Testing & Tagging | dba9f4c6-d7e4-ed11-8847-002248117628 | Southwell Primary School | 1819 | ACTIVE
MSA-DOES | PES4187 | Solar Panel | Solar Electric System | 6acea7c8-d7e4-ed11-8847-000d3acb5309 | Southwell Primary School | 1819 | ACTIVE
MSA-DOES | PES4408 | Thermostatic Mixing Valve | Thermostatic Mixing Valve | 12dba8c7-d7e4-ed11-8847-0022489339ad | Southwell Primary School | 1819 | ACTIVE
MSA-DOES | PES4425 | Emergency Eye Wash | Emergency Eye Wash / Safety Shower | 6dcea7c8-d7e4-ed11-8847-000d3acb5309 | Southwell Primary School | 1819 | ACTIVE
MSA-DOES | PES5161 | INACTIVE NO POLES ONSITE-External Lighting Pole - Inspection & Reporting (inc Photo) | Lighting Poles: External | 69cea7c8-d7e4-ed11-8847-000d3acb5309 | Southwell Primary School | 1819 | INACTIVE
MSA-DOES | PES5606 | INACTIVE NO ASSETS ONSITE-Ga Appliance - Inspection, Testing & Report | Gas Appliance | 70cea7c8-d7e4-ed11-8847-000d3acb5309 | Southwell Primary School | 1819 | INACTIVE
MSA-DOES | PES6266 | Hot Water System: Ga & Electric | Hot Water Unit: Gas & Electric | d8a9f4c6-d7e4-ed11-8847-002248117628 | Southwell Primary School | 1819 | ACTIVE
MSA-DOES | PES6913 | Tempering Valve | Tempering Valve | 74cea7c8-d7e4-ed11-8847-000d3acb5309 | Southwell Primary School | 1819 | ACTIVE
MSA-DOES | PES6914 | Boiling/Chilled Water Unit | Drinking Water Unit: Boiling / Chilled | 57cea7c8-d7e4-ed11-8847-000d3acb5309 | Southwell Primary School | 1819 | ACTIVE
MSA-DOES | PES3656 | Fall Protection System - Inspection, Test & Re-Certification - NO EQUIPMENT ON SITE | Fall Protection System | 8cdcabc5-d7e4-ed11-8847-0022481170b3 | Spearwood Alternative School | 1841 | INACTIVE
MSA-DOES | PES3657 | INACTIVE-Climbing Wall - Inspection, Service & Report | Climbing Wall / Abseiling Structure | ebdaa8c7-d7e4-ed11-8847-0022489339ad | Spearwood Alternative School | 1841 | INACTIVE
MSA-DOES | PES3658 | Emergency & Exit Lighting | Emergency & Exit Lighting | 54cea7c8-d7e4-ed11-8847-000d3acb5309 | Spearwood Alternative School | 1841 | ACTIVE
MSA-DOES | PES3659 | Air Conditioning: Evaporative Cooler | Air Conditioning: Evaporative Cooler | d3a9f4c6-d7e4-ed11-8847-002248117628 | Spearwood Alternative School | 1841 | ACTIVE
MSA-DOES | PES3660 | Fire Break | Fire Break | 65cea7c8-d7e4-ed11-8847-000d3acb5309 | Spearwood Alternative School | 1841 | ACTIVE
MSA-DOES | PES3661 | Fire Extinguisher | Fire Extinguisher | 63cea7c8-d7e4-ed11-8847-000d3acb5309 | Spearwood Alternative School | 1841 | ACTIVE
MSA-DOES | PES3662 | Fire Blanket | Fire Blanket | f5daa8c7-d7e4-ed11-8847-0022489339ad | Spearwood Alternative School | 1841 | ACTIVE
MSA-DOES | PES3663 | INACTIVE NO ASSETS ONSITE-Ga Space Heating - Inspection, Service & Report | Gas Space Heating | 8fdcabc5-d7e4-ed11-8847-0022481170b3 | Spearwood Alternative School | 1841 | INACTIVE
MSA-DOES | PES3664 | Gutter, Downpipe & Roof | Gutters, Downpipes & Roofs | f8daa8c7-d7e4-ed11-8847-0022489339ad | Spearwood Alternative School | 1841 | ACTIVE
MSA-DOES | PES3665 | Grease Trap: | Grease Trap: | fadaa8c7-d7e4-ed11-8847-0022489339ad | Spearwood Alternative School | 1841 | ACTIVE
MSA-DOES | PES3666 | Pest Control | Pest Control | 68cea7c8-d7e4-ed11-8847-000d3acb5309 | Spearwood Alternative School | 1841 | ACTIVE
MSA-DOES | PES3667 | Residual Current Device / RCD | Residual Current Devices (RCD) | 73cea7c8-d7e4-ed11-8847-000d3acb5309 | Spearwood Alternative School | 1841 | ACTIVE
MSA-DOES | PES3668 | Solar Panel | Solar Electric System | 6acea7c8-d7e4-ed11-8847-000d3acb5309 | Spearwood Alternative School | 1841 | ACTIVE
MSA-DOES | PES3669 | Testing & Tagging | Testing & Tagging | dba9f4c6-d7e4-ed11-8847-002248117628 | Spearwood Alternative School | 1841 | ACTIVE
MSA-DOES | PES4789 | Thermostatic Mixing Valve | Thermostatic Mixing Valve | 12dba8c7-d7e4-ed11-8847-0022489339ad | Spearwood Alternative School | 1841 | ACTIVE
MSA-DOES | PES5121 | NO ASSETS ONSITE-External Lighting Pole - Inspection & Reporting (inc Photo) | Lighting Poles: External | 69cea7c8-d7e4-ed11-8847-000d3acb5309 | Spearwood Alternative School | 1841 | INACTIVE
MSA-DOES | PES5403 | Backflow Prevention Valve | Backflow Prevention Valve | e9daa8c7-d7e4-ed11-8847-0022489339ad | Spearwood Alternative School | 1841 | ACTIVE
MSA-DOES | PES5708 | Ga Appliance | Gas Appliance | 70cea7c8-d7e4-ed11-8847-000d3acb5309 | Spearwood Alternative School | 1841 | ACTIVE
MSA-DOES | PES7072 | Hot Water System: Ga & Electric | Hot Water Unit: Gas & Electric | d8a9f4c6-d7e4-ed11-8847-002248117628 | Spearwood Alternative School | 1841 | ACTIVE
MSA-DOES | PES7073 | Boiling/Chilled Water Unit | Drinking Water Unit: Boiling / Chilled | 57cea7c8-d7e4-ed11-8847-000d3acb5309 | Spearwood Alternative School | 1841 | ACTIVE
MSA-DOES | PES3670 | Fall Protection System | Fall Protection System | 8cdcabc5-d7e4-ed11-8847-0022481170b3 | Spearwood Primary School | 1793 | ACTIVE
MSA-DOES | PES3671 | Backflow Prevention Valve | Backflow Prevention Valve | e9daa8c7-d7e4-ed11-8847-0022489339ad | Spearwood Primary School | 1793 | ACTIVE
MSA-DOES | PES3672 | Emergency & Exit Lighting | Emergency & Exit Lighting | 54cea7c8-d7e4-ed11-8847-000d3acb5309 | Spearwood Primary School | 1793 | ACTIVE
MSA-DOES | PES3673 | Air Conditioning: Evaporative Cooler | Air Conditioning: Evaporative Cooler | d3a9f4c6-d7e4-ed11-8847-002248117628 | Spearwood Primary School | 1793 | ACTIVE
MSA-DOES | PES3674 | Fire Extinguisher | Fire Extinguisher | 63cea7c8-d7e4-ed11-8847-000d3acb5309 | Spearwood Primary School | 1793 | ACTIVE
MSA-DOES | PES3675 | Fire Blanket | Fire Blanket | f5daa8c7-d7e4-ed11-8847-0022489339ad | Spearwood Primary School | 1793 | ACTIVE
MSA-DOES | PES3676 | Ga Space Heating | Gas Space Heating | 8fdcabc5-d7e4-ed11-8847-0022481170b3 | Spearwood Primary School | 1793 | ACTIVE
MSA-DOES | PES3677 | Gutter, Downpipe & Roof | Gutters, Downpipes & Roofs | f8daa8c7-d7e4-ed11-8847-0022489339ad | Spearwood Primary School | 1793 | ACTIVE
MSA-DOES | PES3678 | Pest Control | Pest Control | 68cea7c8-d7e4-ed11-8847-000d3acb5309 | Spearwood Primary School | 1793 | ACTIVE
MSA-DOES | PES3679 | Play Ground Equipment | Sport Court & Playground Equipment | 67cea7c8-d7e4-ed11-8847-000d3acb5309 | Spearwood Primary School | 1793 | ACTIVE
MSA-DOES | PES3680 | Residual Current Device / RCD | Residual Current Devices (RCD) | 73cea7c8-d7e4-ed11-8847-000d3acb5309 | Spearwood Primary School | 1793 | ACTIVE
MSA-DOES | PES3681 | Testing & Tagging | Testing & Tagging | dba9f4c6-d7e4-ed11-8847-002248117628 | Spearwood Primary School | 1793 | ACTIVE
MSA-DOES | PES4188 | Solar Panel | Solar Electric System | 6acea7c8-d7e4-ed11-8847-000d3acb5309 | Spearwood Primary School | 1793 | ACTIVE
MSA-DOES | PES4409 | Thermostatic Mixing Valve | Thermostatic Mixing Valve | 12dba8c7-d7e4-ed11-8847-0022489339ad | Spearwood Primary School | 1793 | ACTIVE
MSA-DOES | PES4426 | ASSETS REMOVED OFF SITE - Emergency Eye Wash | Emergency Eye Wash / Safety Shower | 6dcea7c8-d7e4-ed11-8847-000d3acb5309 | Spearwood Primary School | 1793 | INACTIVE
MSA-DOES | PES5162 | Lighting Pole | Lighting Poles: External | 69cea7c8-d7e4-ed11-8847-000d3acb5309 | Spearwood Primary School | 1793 | ACTIVE
MSA-DOES | PES5603 | Ga Appliance | Gas Appliance | 70cea7c8-d7e4-ed11-8847-000d3acb5309 | Spearwood Primary School | 1793 | ACTIVE
MSA-DOES | PES6247 | Tempering Valve | Tempering Valve | 74cea7c8-d7e4-ed11-8847-000d3acb5309 | Spearwood Primary School | 1793 | ACTIVE
MSA-DOES | PES6464 | Hot Water System: Ga & Electric | Hot Water Unit: Gas & Electric | d8a9f4c6-d7e4-ed11-8847-002248117628 | Spearwood Primary School | 1793 | ACTIVE
MSA-DOES | PES6883 | Boiling/Chilled Water Unit | Drinking Water Unit: Boiling / Chilled | 57cea7c8-d7e4-ed11-8847-000d3acb5309 | Spearwood Primary School | 1793 | ACTIVE
MSA-DOES | PES3682 | Fall Protection System | Fall Protection System | 8cdcabc5-d7e4-ed11-8847-0022481170b3 | Succes Primary School | 7459 | ACTIVE
MSA-DOES | PES3683 | Testing & Tagging | Testing & Tagging | dba9f4c6-d7e4-ed11-8847-002248117628 | Succes Primary School | 7459 | ACTIVE
MSA-DOES | PES3684 | Backflow Prevention Valve | Backflow Prevention Valve | e9daa8c7-d7e4-ed11-8847-0022489339ad | Succes Primary School | 7459 | ACTIVE
MSA-DOES | PES3685 | Emergency & Exit Lighting | Emergency & Exit Lighting | 54cea7c8-d7e4-ed11-8847-000d3acb5309 | Succes Primary School | 7459 | ACTIVE
MSA-DOES | PES3686 | Gutter, Downpipe & Roof | Gutters, Downpipes & Roofs | f8daa8c7-d7e4-ed11-8847-0022489339ad | Succes Primary School | 7459 | ACTIVE
MSA-DOES | PES3687 | Play Ground Equipment | Sport Court & Playground Equipment | 67cea7c8-d7e4-ed11-8847-000d3acb5309 | Succes Primary School | 7459 | ACTIVE
MSA-DOES | PES3688 | Residual Current Device / RCD | Residual Current Devices (RCD) | 73cea7c8-d7e4-ed11-8847-000d3acb5309 | Succes Primary School | 7459 | ACTIVE
MSA-DOES | PES3690 | Fire Alarm System / FIP | Fire Alarm System (FIP) | f1daa8c7-d7e4-ed11-8847-0022489339ad | Succes Primary School | 7459 | ACTIVE
MSA-DOES | PES3691 | INACTIVE AS PER MARIO RAPANARO REQUEST-Termite Inspection | Pest Control | 68cea7c8-d7e4-ed11-8847-000d3acb5309 | Succes Primary School | 7459 | INACTIVE
MSA-DOES | PES4091 | Air Conditioning: Evaporative Cooler | Air Conditioning: Evaporative Cooler | d3a9f4c6-d7e4-ed11-8847-002248117628 | Succes Primary School | 7459 | ACTIVE
MSA-DOES | PES4189 | Solar Panel | Solar Electric System | 6acea7c8-d7e4-ed11-8847-000d3acb5309 | Succes Primary School | 7459 | ACTIVE
MSA-DOES | PES4304 | Fire Hydrant | Fire Hydrant | f3daa8c7-d7e4-ed11-8847-0022489339ad | Succes Primary School | 7459 | ACTIVE
MSA-DOES | PES4305 | NO ASSETS ON SITE-Fire Hose Reel - Inspection, Service & Report | Fire Hose Reel | f4daa8c7-d7e4-ed11-8847-0022489339ad | Succes Primary School | 7459 | INACTIVE
MSA-DOES | PES4306 | Fire Extinguisher | Fire Extinguisher | 63cea7c8-d7e4-ed11-8847-000d3acb5309 | Succes Primary School | 7459 | ACTIVE
MSA-DOES | PES4307 | Fire Blanket | Fire Blanket | f5daa8c7-d7e4-ed11-8847-0022489339ad | Succes Primary School | 7459 | ACTIVE
MSA-DOES | PES4372 | Thermostatic Mixing Valve | Thermostatic Mixing Valve | 12dba8c7-d7e4-ed11-8847-0022489339ad | Succes Primary School | 7459 | ACTIVE
MSA-DOES | PES4661 | Swimming Pool: Hydrotherapy Fortnightly Service | Swimming Pool | 09dba8c7-d7e4-ed11-8847-0022489339ad | Succes Primary School | 7459 | ACTIVE
MSA-DOES | PES4735 | Fire Hydrant | Fire Hydrant | f3daa8c7-d7e4-ed11-8847-0022489339ad | Succes Primary School | 7459 | ACTIVE
MSA-DOES | PES5163 | Lighting Pole | Lighting Poles: External | 69cea7c8-d7e4-ed11-8847-000d3acb5309 | Succes Primary School | 7459 | ACTIVE
MSA-DOES | PES5415 | Lifting Equipment | Lifting Equipment: Hoist / Winch | fcdaa8c7-d7e4-ed11-8847-0022489339ad | Succes Primary School | 7459 | ACTIVE
MSA-DOES | PES5419 | Manual Call Point / MCP | Manual Call Points (MCP) | 96dcabc5-d7e4-ed11-8847-0022481170b3 | Succes Primary School | 7459 | ACTIVE
MSA-DOES | PES5420 | Fire Smoke / Heat Detector - Inspection, Service & Report | Fire Detection: Smoke / Heat | 58cea7c8-d7e4-ed11-8847-000d3acb5309 | Succes Primary School | 7459 | ACTIVE
MSA-DOES | PES5719 | Fire Hydrant | Fire Hydrant | f3daa8c7-d7e4-ed11-8847-0022489339ad | Succes Primary School | 7459 | ACTIVE
MSA-DOES | PES5875 | Ga Appliance | Gas Appliance | 70cea7c8-d7e4-ed11-8847-000d3acb5309 | Succes Primary School | 7459 | ACTIVE
MSA-DOES | PES5876 | Tempering Valve | Tempering Valve | 74cea7c8-d7e4-ed11-8847-000d3acb5309 | Succes Primary School | 7459 | ACTIVE
MSA-DOES | PES6408 | Hot Water System: Ga & Electric | Hot Water Unit: Gas & Electric | d8a9f4c6-d7e4-ed11-8847-002248117628 | Succes Primary School | 7459 | ACTIVE
MSA-DOES | PES6449 | Swimming Pool: Hydrotherapy Annual Service | Swimming Pool | 09dba8c7-d7e4-ed11-8847-0022489339ad | Succes Primary School | 7459 | ACTIVE
MSA-DOES | PES6851 | Boiling/Chilled Water Unit | Drinking Water Unit: Boiling / Chilled | 57cea7c8-d7e4-ed11-8847-000d3acb5309 | Succes Primary School | 7459 | ACTIVE
MSA-DOES | PES7134 | Fan: Large Diameter | Fan: Large Diameter | 5acea7c8-d7e4-ed11-8847-000d3acb5309 | Succes Primary School | 7459 | ACTIVE
MSA-DOES | PES3692 | Fall Protection System | Fall Protection System | 8cdcabc5-d7e4-ed11-8847-0022481170b3 | Thornlie Primary School | 2555 | ACTIVE
MSA-DOES | PES3693 | Backflow Prevention Valve | Backflow Prevention Valve | e9daa8c7-d7e4-ed11-8847-0022489339ad | Thornlie Primary School | 2555 | ACTIVE
MSA-DOES | PES3694 | Emergency & Exit Lighting | Emergency & Exit Lighting | 54cea7c8-d7e4-ed11-8847-000d3acb5309 | Thornlie Primary School | 2555 | ACTIVE
MSA-DOES | PES3695 | Air Conditioning: Evaporative Cooler | Air Conditioning: Evaporative Cooler | d3a9f4c6-d7e4-ed11-8847-002248117628 | Thornlie Primary School | 2555 | ACTIVE
MSA-DOES | PES3696 | Fire Extinguisher | Fire Extinguisher | 63cea7c8-d7e4-ed11-8847-000d3acb5309 | Thornlie Primary School | 2555 | ACTIVE
MSA-DOES | PES3697 | Fire Blanket | Fire Blanket | f5daa8c7-d7e4-ed11-8847-0022489339ad | Thornlie Primary School | 2555 | ACTIVE
MSA-DOES | PES3698 | Ga Space Heating | Gas Space Heating | 8fdcabc5-d7e4-ed11-8847-0022481170b3 | Thornlie Primary School | 2555 | ACTIVE
MSA-DOES | PES3699 | Gutter, Downpipe & Roof | Gutters, Downpipes & Roofs | f8daa8c7-d7e4-ed11-8847-0022489339ad | Thornlie Primary School | 2555 | ACTIVE
MSA-DOES | PES3700 | Pest Control | Pest Control | 68cea7c8-d7e4-ed11-8847-000d3acb5309 | Thornlie Primary School | 2555 | ACTIVE
MSA-DOES | PES3701 | Play Ground Equipment | Sport Court & Playground Equipment | 67cea7c8-d7e4-ed11-8847-000d3acb5309 | Thornlie Primary School | 2555 | ACTIVE
MSA-DOES | PES3702 | Residual Current Device / RCD | Residual Current Devices (RCD) | 73cea7c8-d7e4-ed11-8847-000d3acb5309 | Thornlie Primary School | 2555 | ACTIVE
MSA-DOES | PES3703 | Testing & Tagging | Testing & Tagging | dba9f4c6-d7e4-ed11-8847-002248117628 | Thornlie Primary School | 2555 | ACTIVE
MSA-DOES | PES4190 | Solar Panel | Solar Electric System | 6acea7c8-d7e4-ed11-8847-000d3acb5309 | Thornlie Primary School | 2555 | ACTIVE
MSA-DOES | PES4349 | Thermostatic Mixing Valve | Thermostatic Mixing Valve | 12dba8c7-d7e4-ed11-8847-0022489339ad | Thornlie Primary School | 2555 | ACTIVE
MSA-DOES | PES5086 | NO ASSETS ONSITE-External Lighting Pole - Inspection & Reporting (inc Photo) | Lighting Poles: External | 69cea7c8-d7e4-ed11-8847-000d3acb5309 | Thornlie Primary School | 2555 | INACTIVE
MSA-DOES | PES5860 | Ga Appliance | Gas Appliance | 70cea7c8-d7e4-ed11-8847-000d3acb5309 | Thornlie Primary School | 2555 | ACTIVE
MSA-DOES | PES6352 | Hot Water System: Ga & Electric | Hot Water Unit: Gas & Electric | d8a9f4c6-d7e4-ed11-8847-002248117628 | Thornlie Primary School | 2555 | ACTIVE
MSA-DOES | PES6770 | Solar Panel | Solar Electric System | 6acea7c8-d7e4-ed11-8847-000d3acb5309 | Thornlie Primary School | 2555 | DRAFT
MSA-DOES | PES6780 | Boiling/Chilled Water Unit | Drinking Water Unit: Boiling / Chilled | 57cea7c8-d7e4-ed11-8847-000d3acb5309 | Thornlie Primary School | 2555 | ACTIVE
MSA-DOES | PES7143 | Tempering Valve | Tempering Valve | 74cea7c8-d7e4-ed11-8847-000d3acb5309 | Thornlie Primary School | 2555 | ACTIVE
MSA-DOES | PES3704 | Fall Protection System | Fall Protection System | 8cdcabc5-d7e4-ed11-8847-0022481170b3 | Thornlie Senior High School | 2473 | ACTIVE
MSA-DOES | PES3705 | Testing & Tagging | Testing & Tagging | dba9f4c6-d7e4-ed11-8847-002248117628 | Thornlie Senior High School | 2473 | ACTIVE
MSA-DOES | PES3706 | Climbing Wall | Climbing Wall / Abseiling Structure | ebdaa8c7-d7e4-ed11-8847-0022489339ad | Thornlie Senior High School | 2473 | ACTIVE
MSA-DOES | PES3707 | Effluent System | Sewerage Pumping Station | 55cea7c8-d7e4-ed11-8847-000d3acb5309 | Thornlie Senior High School | 2473 | ACTIVE
MSA-DOES | PES3708 | Emergency & Exit Lighting | Emergency & Exit Lighting | 54cea7c8-d7e4-ed11-8847-000d3acb5309 | Thornlie Senior High School | 2473 | ACTIVE
MSA-DOES | PES3709 | Air Conditioning: Evaporative Cooler | Air Conditioning: Evaporative Cooler | d3a9f4c6-d7e4-ed11-8847-002248117628 | Thornlie Senior High School | 2473 | ACTIVE
MSA-DOES | PES3710 | Fire Break | Fire Break | 65cea7c8-d7e4-ed11-8847-000d3acb5309 | Thornlie Senior High School | 2473 | ACTIVE
MSA-DOES | PES3711 | Fixed Gym Equipment | Gym Equipment : Fixed | 5ecea7c8-d7e4-ed11-8847-000d3acb5309 | Thornlie Senior High School | 2473 | ACTIVE
MSA-DOES | PES3712 | Fume Cupboard | Fume Cupboards | f7daa8c7-d7e4-ed11-8847-0022489339ad | Thornlie Senior High School | 2473 | ACTIVE
MSA-DOES | PES3713 | Ga Space Heating | Gas Space Heating | 8fdcabc5-d7e4-ed11-8847-0022481170b3 | Thornlie Senior High School | 2473 | ACTIVE
MSA-DOES | PES3714 | Gutter, Downpipe & Roof | Gutters, Downpipes & Roofs | f8daa8c7-d7e4-ed11-8847-0022489339ad | Thornlie Senior High School | 2473 | ACTIVE
MSA-DOES | PES3715 | INACTIVE-Irrigation Pump - Inspection, Service and Report | Pump: Irrigation | 9bdcabc5-d7e4-ed11-8847-0022481170b3 | Thornlie Senior High School | 2473 | INACTIVE
MSA-DOES | PES3716 | Grease Trap: | Grease Trap: | fadaa8c7-d7e4-ed11-8847-0022489339ad | Thornlie Senior High School | 2473 | ACTIVE
MSA-DOES | PES3718 | Mobile Work Platform | Mobile Work Platforms | 07dba8c7-d7e4-ed11-8847-0022489339ad | Thornlie Senior High School | 2473 | ACTIVE
MSA-DOES | PES3719 | NO ASSETS ON SITE-Packaged Air-Conditioning - Inspection, Report & Filter Cleaning | Air Conditioning: Package | 85dcabc5-d7e4-ed11-8847-0022481170b3 | Thornlie Senior High School | 2473 | INACTIVE
MSA-DOES | PES3720 | Residual Current Device / RCD | Residual Current Devices (RCD) | 73cea7c8-d7e4-ed11-8847-000d3acb5309 | Thornlie Senior High School | 2473 | ACTIVE
MSA-DOES | PES3721 | Fire Alarm System / FIP | Fire Alarm System (FIP) | f1daa8c7-d7e4-ed11-8847-0022489339ad | Thornlie Senior High School | 2473 | ACTIVE
MSA-DOES | PES3722 | Pest Control | Pest Control | 68cea7c8-d7e4-ed11-8847-000d3acb5309 | Thornlie Senior High School | 2473 | ACTIVE
MSA-DOES | PES3723 | Fire Extinguisher | Fire Extinguisher | 63cea7c8-d7e4-ed11-8847-000d3acb5309 | Thornlie Senior High School | 2473 | ACTIVE
MSA-DOES | PES3724 | Fire Hydrant | Fire Hydrant | f3daa8c7-d7e4-ed11-8847-0022489339ad | Thornlie Senior High School | 2473 | ACTIVE
MSA-DOES | PES3725 | Fire Hose Reel | Fire Hose Reel | f4daa8c7-d7e4-ed11-8847-0022489339ad | Thornlie Senior High School | 2473 | ACTIVE
MSA-DOES | PES3726 | Fire Blanket | Fire Blanket | f5daa8c7-d7e4-ed11-8847-0022489339ad | Thornlie Senior High School | 2473 | ACTIVE
MSA-DOES | PES4191 | Solar Panel | Solar Electric System | 6acea7c8-d7e4-ed11-8847-000d3acb5309 | Thornlie Senior High School | 2473 | ACTIVE
MSA-DOES | PES4301 | Design & Technology: Fixed Equipment | Design & Technology: Fixed Equipment | 53cea7c8-d7e4-ed11-8847-000d3acb5309 | Thornlie Senior High School | 2473 | ACTIVE
MSA-DOES | PES4513 | PAC: Retractable Seating | PAC: | ffdaa8c7-d7e4-ed11-8847-0022489339ad | Thornlie Senior High School | 2473 | ACTIVE
MSA-DOES | PES4542 | PAC: Lighting System | PAC: | ffdaa8c7-d7e4-ed11-8847-0022489339ad | Thornlie Senior High School | 2473 | ACTIVE
MSA-DOES | PES4563 | PAC: Staging System | PAC: | ffdaa8c7-d7e4-ed11-8847-0022489339ad | Thornlie Senior High School | 2473 | ACTIVE
MSA-DOES | PES4592 | PAC: Curtain | PAC: | ffdaa8c7-d7e4-ed11-8847-0022489339ad | Thornlie Senior High School | 2473 | ACTIVE
MSA-DOES | PES4621 | PAC: Audio System | PAC: | ffdaa8c7-d7e4-ed11-8847-0022489339ad | Thornlie Senior High School | 2473 | ACTIVE
MSA-DOES | PES4637 | PAC: Hoist / Winche | PAC: Hoist / Winch | fddaa8c7-d7e4-ed11-8847-0022489339ad | Thornlie Senior High School | 2473 | ACTIVE
MSA-DOES | PES4736 | Duplicated-Fire Hydrant Flow Test | Fire Hydrant | f3daa8c7-d7e4-ed11-8847-0022489339ad | Thornlie Senior High School | 2473 | INACTIVE
MSA-DOES | PES4752 | Fire Hydrant | Fire Hydrant | f3daa8c7-d7e4-ed11-8847-0022489339ad | Thornlie Senior High School | 2473 | ACTIVE
MSA-DOES | PES4790 | Thermostatic Mixing Valve | Thermostatic Mixing Valve | 12dba8c7-d7e4-ed11-8847-0022489339ad | Thornlie Senior High School | 2473 | ACTIVE
MSA-DOES | PES4809 | Emergency Eye Wash | Emergency Eye Wash / Safety Shower | 6dcea7c8-d7e4-ed11-8847-000d3acb5309 | Thornlie Senior High School | 2473 | ACTIVE
MSA-DOES | PES4814 | Backflow Prevention Valve | Backflow Prevention Valve | e9daa8c7-d7e4-ed11-8847-0022489339ad | Thornlie Senior High School | 2473 | ACTIVE
MSA-DOES | PES4989 | Lighting Pole | Lighting Poles: External | 69cea7c8-d7e4-ed11-8847-000d3acb5309 | Thornlie Senior High School | 2473 | ACTIVE
MSA-DOES | PES5244 | Extraction: Dust | Extraction System: Saw Dust | 61cea7c8-d7e4-ed11-8847-000d3acb5309 | Thornlie Senior High School | 2473 | ACTIVE
MSA-DOES | PES5400 | Tempering Valve | Tempering Valve | 74cea7c8-d7e4-ed11-8847-000d3acb5309 | Thornlie Senior High School | 2473 | ACTIVE
MSA-DOES | PES5709 | Ga Appliance | Gas Appliance | 70cea7c8-d7e4-ed11-8847-000d3acb5309 | Thornlie Senior High School | 2473 | ACTIVE
MSA-DOES | PES5740 | Fire Hydrant | Fire Hydrant | f3daa8c7-d7e4-ed11-8847-0022489339ad | Thornlie Senior High School | 2473 | ACTIVE
MSA-DOES | PES5967 | Dangerou Good Safety Storage Cabinet | Dangerous Goods Safety Storage Cabinets | eedaa8c7-d7e4-ed11-8847-0022489339ad | Thornlie Senior High School | 2473 | ACTIVE
MSA-DOES | PES6061 | Design & Technology: Reticulated Ga Welding System | Design & Technology: Reticulated Gas Welding System | 11dba8c7-d7e4-ed11-8847-0022489339ad | Thornlie Senior High School | 2473 | ACTIVE
MSA-DOES | PES6539 | Boiling/Chilled Water Unit | Drinking Water Unit: Boiling / Chilled | 57cea7c8-d7e4-ed11-8847-000d3acb5309 | Thornlie Senior High School | 2473 | ACTIVE
MSA-DOES | PES6683 | Air Compressor: Receiver | Air Compressor | d1a9f4c6-d7e4-ed11-8847-002248117628 | Thornlie Senior High School | 2473 | ACTIVE
MSA-DOES | PES6735 | Compressor: | Air Compressor | d1a9f4c6-d7e4-ed11-8847-002248117628 | Thornlie Senior High School | 2473 | ACTIVE
MSA-DOES | PES6932 | Hot Water System: Ga & Electric | Hot Water Unit: Gas & Electric | d8a9f4c6-d7e4-ed11-8847-002248117628 | Thornlie Senior High School | 2473 | ACTIVE
MSA-DOES | PES7063 | Testing & Tagging | Testing & Tagging | dba9f4c6-d7e4-ed11-8847-002248117628 | Treeby Primary School | 10091 | ACTIVE
MSA-DOES | PES7076 | Residual Current Device / RCD | Residual Current Devices (RCD) | 73cea7c8-d7e4-ed11-8847-000d3acb5309 | Treeby Primary School | 10091 | ACTIVE
MSA-DOES | PES7077 | Emergency & Exit Lighting | Emergency & Exit Lighting | 54cea7c8-d7e4-ed11-8847-000d3acb5309 | Treeby Primary School | 10091 | ACTIVE
MSA-DOES | PES7078 | Play Ground Equipment Inc. Nature Play | Sport Court & Playground Equipment inc Natureplay | 92dcabc5-d7e4-ed11-8847-0022481170b3 | Treeby Primary School | 10091 | DRAFT
MSA-DOES | PES7080 | Fire Extinguisher | Fire Extinguisher | 63cea7c8-d7e4-ed11-8847-000d3acb5309 | Treeby Primary School | 10091 | ACTIVE
MSA-DOES | PES7081 | Fire Blanket | Fire Blanket | f5daa8c7-d7e4-ed11-8847-0022489339ad | Treeby Primary School | 10091 | ACTIVE
MSA-DOES | PES7082 | Fall Protection System | Fall Protection System | 8cdcabc5-d7e4-ed11-8847-0022481170b3 | Treeby Primary School | 10091 | ACTIVE
MSA-DOES | PES7083 | Lighting Pole | Lighting Poles: External | 69cea7c8-d7e4-ed11-8847-000d3acb5309 | Treeby Primary School | 10091 | ACTIVE
MSA-DOES | PES7084 | Hot Water System: Ga & Electric | Hot Water Unit: Gas & Electric | d8a9f4c6-d7e4-ed11-8847-002248117628 | Treeby Primary School | 10091 | ACTIVE
MSA-DOES | PES7098 | Backflow Prevention Valve | Backflow Prevention Valve | e9daa8c7-d7e4-ed11-8847-0022489339ad | Treeby Primary School | 10091 | ACTIVE
MSA-DOES | PES7119 | Emergency Eye Wash | Emergency Eye Wash / Safety Shower | 6dcea7c8-d7e4-ed11-8847-000d3acb5309 | Treeby Primary School | 10091 | ACTIVE
MSA-DOES | PES7120 | Thermostatic Mixing Valve | Thermostatic Mixing Valve | 12dba8c7-d7e4-ed11-8847-0022489339ad | Treeby Primary School | 10091 | ACTIVE
MSA-DOES | PES7121 | Boiling/Chilled Water Unit | Drinking Water Unit: Boiling / Chilled | 57cea7c8-d7e4-ed11-8847-000d3acb5309 | Treeby Primary School | 10091 | ACTIVE
MSA-DOES | PES7180 | Fire Hydrant | Fire Hydrant | f3daa8c7-d7e4-ed11-8847-0022489339ad | Treeby Primary School | 10091 | ACTIVE
MSA-DOES | PES7182 | Fire Hydrant | Fire Hydrant | f3daa8c7-d7e4-ed11-8847-0022489339ad | Treeby Primary School | 10091 | ACTIVE
MSA-DOES | PES3739 | Fall Protection System | Fall Protection System | 8cdcabc5-d7e4-ed11-8847-0022481170b3 | Tuart Rise Primary School | 8973 | ACTIVE
MSA-DOES | PES3740 | Backflow Prevention Valve | Backflow Prevention Valve | e9daa8c7-d7e4-ed11-8847-0022489339ad | Tuart Rise Primary School | 8973 | ACTIVE
MSA-DOES | PES3741 | Testing & Tagging | Testing & Tagging | dba9f4c6-d7e4-ed11-8847-002248117628 | Tuart Rise Primary School | 8973 | ACTIVE
MSA-DOES | PES3742 | Emergency & Exit Lighting | Emergency & Exit Lighting | 54cea7c8-d7e4-ed11-8847-000d3acb5309 | Tuart Rise Primary School | 8973 | ACTIVE
MSA-DOES | PES3743 | Air Conditioning: Evaporative Cooler | Air Conditioning: Evaporative Cooler | d3a9f4c6-d7e4-ed11-8847-002248117628 | Tuart Rise Primary School | 8973 | ACTIVE
MSA-DOES | PES3744 | Ga Space Heating | Gas Space Heating | 8fdcabc5-d7e4-ed11-8847-0022481170b3 | Tuart Rise Primary School | 8973 | ACTIVE
MSA-DOES | PES3745 | Gutter, Downpipe & Roof | Gutters, Downpipes & Roofs | f8daa8c7-d7e4-ed11-8847-0022489339ad | Tuart Rise Primary School | 8973 | ACTIVE
MSA-DOES | PES3746 | Grease Trap: | Grease Trap: | fadaa8c7-d7e4-ed11-8847-0022489339ad | Tuart Rise Primary School | 8973 | ACTIVE
MSA-DOES | PES3747 | Play Ground Equipment Inc. Nature Play | Sport Court & Playground Equipment inc Natureplay | 92dcabc5-d7e4-ed11-8847-0022481170b3 | Tuart Rise Primary School | 8973 | ACTIVE
MSA-DOES | PES3748 | Residual Current Device / RCD | Residual Current Devices (RCD) | 73cea7c8-d7e4-ed11-8847-000d3acb5309 | Tuart Rise Primary School | 8973 | ACTIVE
MSA-DOES | PES3749 | INACTIVE AS PER MARIO RAPANARO REQUEST-Termite Inspection | Pest Control | 68cea7c8-d7e4-ed11-8847-000d3acb5309 | Tuart Rise Primary School | 8973 | INACTIVE
MSA-DOES | PES3750 | Fire Alarm System / FIP | Fire Alarm System (FIP) | f1daa8c7-d7e4-ed11-8847-0022489339ad | Tuart Rise Primary School | 8973 | ACTIVE
MSA-DOES | PES4316 | Fire Extinguisher | Fire Extinguisher | 63cea7c8-d7e4-ed11-8847-000d3acb5309 | Tuart Rise Primary School | 8973 | ACTIVE
MSA-DOES | PES4317 | Fire Blanket | Fire Blanket | f5daa8c7-d7e4-ed11-8847-0022489339ad | Tuart Rise Primary School | 8973 | ACTIVE
MSA-DOES | PES4318 | Fire Hose Reel | Fire Hose Reel | f4daa8c7-d7e4-ed11-8847-0022489339ad | Tuart Rise Primary School | 8973 | ACTIVE
MSA-DOES | PES4319 | Fire Hydrant | Fire Hydrant | f3daa8c7-d7e4-ed11-8847-0022489339ad | Tuart Rise Primary School | 8973 | ACTIVE
MSA-DOES | PES4465 | Fire Monitoring | Fire Detection: Smoke / Heat | 58cea7c8-d7e4-ed11-8847-000d3acb5309 | Tuart Rise Primary School | 8973 | ACTIVE
MSA-DOES | PES4737 | Fire Hydrant | Fire Hydrant | f3daa8c7-d7e4-ed11-8847-0022489339ad | Tuart Rise Primary School | 8973 | ACTIVE
MSA-DOES | PES4794 | Thermostatic Mixing Valve | Thermostatic Mixing Valve | 12dba8c7-d7e4-ed11-8847-0022489339ad | Tuart Rise Primary School | 8973 | ACTIVE
MSA-DOES | PES5040 | Lighting Pole | Lighting Poles: External | 69cea7c8-d7e4-ed11-8847-000d3acb5309 | Tuart Rise Primary School | 8973 | ACTIVE
MSA-DOES | PES5192 | INACTIVE NO ASSETS ONSITE-Effluent System - Inspection & Report | Sewerage Pumping Station | 55cea7c8-d7e4-ed11-8847-000d3acb5309 | Tuart Rise Primary School | 8973 | INACTIVE
MSA-DOES | PES5352 | Tempering Valve | Tempering Valve | 74cea7c8-d7e4-ed11-8847-000d3acb5309 | Tuart Rise Primary School | 8973 | ACTIVE
MSA-DOES | PES5666 | Ga Appliance | Gas Appliance | 70cea7c8-d7e4-ed11-8847-000d3acb5309 | Tuart Rise Primary School | 8973 | ACTIVE
MSA-DOES | PES5783 | Fire Detection: Smoke / Heat | Fire Detection: Smoke / Heat | 58cea7c8-d7e4-ed11-8847-000d3acb5309 | Tuart Rise Primary School | 8973 | ACTIVE
MSA-DOES | PES6434 | Boiling/Chilled Water Unit | Drinking Water Unit: Boiling / Chilled | 57cea7c8-d7e4-ed11-8847-000d3acb5309 | Tuart Rise Primary School | 8973 | ACTIVE
MSA-DOES | PES6785 | Hot Water System: Ga & Electric | Hot Water Unit: Gas & Electric | d8a9f4c6-d7e4-ed11-8847-002248117628 | Tuart Rise Primary School | 8973 | ACTIVE
MSA-DOES | PES3751 | Fall Protection System | Fall Protection System | 8cdcabc5-d7e4-ed11-8847-0022481170b3 | Victoria Park Primary School | 2557 | ACTIVE
MSA-DOES | PES3752 | Testing & Tagging | Testing & Tagging | dba9f4c6-d7e4-ed11-8847-002248117628 | Victoria Park Primary School | 2557 | ACTIVE
MSA-DOES | PES3753 | Emergency & Exit Lighting | Emergency & Exit Lighting | 54cea7c8-d7e4-ed11-8847-000d3acb5309 | Victoria Park Primary School | 2557 | ACTIVE
MSA-DOES | PES3754 | Air Conditioning: Evaporative Cooler | Air Conditioning: Evaporative Cooler | d3a9f4c6-d7e4-ed11-8847-002248117628 | Victoria Park Primary School | 2557 | ACTIVE
MSA-DOES | PES3755 | Ga Space Heating | Gas Space Heating | 8fdcabc5-d7e4-ed11-8847-0022481170b3 | Victoria Park Primary School | 2557 | ACTIVE
MSA-DOES | PES3756 | Gutter, Downpipe & Roof | Gutters, Downpipes & Roofs | f8daa8c7-d7e4-ed11-8847-0022489339ad | Victoria Park Primary School | 2557 | ACTIVE
MSA-DOES | PES3757 | Lift | Lift: Passenger | 5dcea7c8-d7e4-ed11-8847-000d3acb5309 | Victoria Park Primary School | 2557 | ACTIVE
MSA-DOES | PES3758 | Play Ground Equipment Inc. Nature Play | Sport Court & Playground Equipment inc Natureplay | 92dcabc5-d7e4-ed11-8847-0022481170b3 | Victoria Park Primary School | 2557 | ACTIVE
MSA-DOES | PES3759 | Residual Current Device / RCD | Residual Current Devices (RCD) | 73cea7c8-d7e4-ed11-8847-000d3acb5309 | Victoria Park Primary School | 2557 | ACTIVE
MSA-DOES | PES3760 | Thermostatic Mixing Valve - Inspection, Service & Report | Thermostatic Mixing Valve | 12dba8c7-d7e4-ed11-8847-0022489339ad | Victoria Park Primary School | 2557 | ACTIVE
MSA-DOES | PES3761 | Pest Control | Pest Control | 68cea7c8-d7e4-ed11-8847-000d3acb5309 | Victoria Park Primary School | 2557 | ACTIVE
MSA-DOES | PES3762 | Fire Extinguisher | Fire Extinguisher | 63cea7c8-d7e4-ed11-8847-000d3acb5309 | Victoria Park Primary School | 2557 | ACTIVE
MSA-DOES | PES3763 | Fire Blanket | Fire Blanket | f5daa8c7-d7e4-ed11-8847-0022489339ad | Victoria Park Primary School | 2557 | ACTIVE
MSA-DOES | PES4192 | Solar Panel | Solar Electric System | 6acea7c8-d7e4-ed11-8847-000d3acb5309 | Victoria Park Primary School | 2557 | ACTIVE
MSA-DOES | PES5122 | INACTIVE-External Lighting Pole - Inspection & Reporting (inc Photo) | Lighting Poles: External | 69cea7c8-d7e4-ed11-8847-000d3acb5309 | Victoria Park Primary School | 2557 | INACTIVE
MSA-DOES | PES6191 | NO FIP ON SITE Fire Alarm System / FIP | Fire Alarm System (FIP) | f1daa8c7-d7e4-ed11-8847-0022489339ad | Victoria Park Primary School | 2557 | INACTIVE
MSA-DOES | PES6495 | Hot Water System: Ga & Electric | Hot Water Unit: Gas & Electric | d8a9f4c6-d7e4-ed11-8847-002248117628 | Victoria Park Primary School | 2557 | ACTIVE
MSA-DOES | PES6509 | Fire Hydrant | Fire Hydrant | f3daa8c7-d7e4-ed11-8847-0022489339ad | Victoria Park Primary School | 2557 | ACTIVE
MSA-DOES | PES6510 | Fire Hydrant Booster Connection | Fire Hydrant Booster Connection | 5fcea7c8-d7e4-ed11-8847-000d3acb5309 | Victoria Park Primary School | 2557 | ACTIVE
MSA-DOES | PES6511 | Fire Hydrant | Fire Hydrant | f3daa8c7-d7e4-ed11-8847-0022489339ad | Victoria Park Primary School | 2557 | ACTIVE
MSA-DOES | PES6512 | Fire Hose Reel | Fire Hose Reel | f4daa8c7-d7e4-ed11-8847-0022489339ad | Victoria Park Primary School | 2557 | ACTIVE
MSA-DOES | PES6672 | Backflow Prevention Valve | Backflow Prevention Valve | e9daa8c7-d7e4-ed11-8847-0022489339ad | Victoria Park Primary School | 2557 | ACTIVE
MSA-DOES | PES6813 | Emergency Eye Wash | Emergency Eye Wash / Safety Shower | 6dcea7c8-d7e4-ed11-8847-000d3acb5309 | Victoria Park Primary School | 2557 | ACTIVE
MSA-DOES | PES6814 | Tempering Valve | Tempering Valve | 74cea7c8-d7e4-ed11-8847-000d3acb5309 | Victoria Park Primary School | 2557 | ACTIVE
MSA-DOES | PES6815 | Boiling/Chilled Water Unit | Drinking Water Unit: Boiling / Chilled | 57cea7c8-d7e4-ed11-8847-000d3acb5309 | Victoria Park Primary School | 2557 | ACTIVE
MSA-DOES | PES6977 | Lift: Monitoring Service | Lift: Passenger | 5dcea7c8-d7e4-ed11-8847-000d3acb5309 | Victoria Park Primary School | 2557 | ACTIVE
MSA-DOES | PES3764 | Backflow Prevention Valve | Backflow Prevention Valve | e9daa8c7-d7e4-ed11-8847-0022489339ad | Waikiki Primary School | 6814 | ACTIVE
MSA-DOES | PES3765 | Testing & Tagging | Testing & Tagging | dba9f4c6-d7e4-ed11-8847-002248117628 | Waikiki Primary School | 6814 | ACTIVE
MSA-DOES | PES3766 | Emergency & Exit Lighting | Emergency & Exit Lighting | 54cea7c8-d7e4-ed11-8847-000d3acb5309 | Waikiki Primary School | 6814 | ACTIVE
MSA-DOES | PES3767 | INACTIVE SERVICE NOT REQUIRED-Fire Break - Clearing & Report | Fire Break | 65cea7c8-d7e4-ed11-8847-000d3acb5309 | Waikiki Primary School | 6814 | INACTIVE
MSA-DOES | PES3768 | Ga Space Heating | Gas Space Heating | 8fdcabc5-d7e4-ed11-8847-0022481170b3 | Waikiki Primary School | 6814 | ACTIVE
MSA-DOES | PES3769 | Gutter, Downpipe & Roof | Gutters, Downpipes & Roofs | f8daa8c7-d7e4-ed11-8847-0022489339ad | Waikiki Primary School | 6814 | ACTIVE
MSA-DOES | PES3770 | Play Ground Equipment Inc. Nature Play | Sport Court & Playground Equipment inc Natureplay | 92dcabc5-d7e4-ed11-8847-0022481170b3 | Waikiki Primary School | 6814 | ACTIVE
MSA-DOES | PES3771 | Residual Current Device / RCD | Residual Current Devices (RCD) | 73cea7c8-d7e4-ed11-8847-000d3acb5309 | Waikiki Primary School | 6814 | ACTIVE
MSA-DOES | PES3772 | Solar Panel | Solar Electric System | 6acea7c8-d7e4-ed11-8847-000d3acb5309 | Waikiki Primary School | 6814 | ACTIVE
MSA-DOES | PES3773 | INACTIVE AS PER MARIO RAPANARO REQUEST-Termite Inspection | Pest Control | 68cea7c8-d7e4-ed11-8847-000d3acb5309 | Waikiki Primary School | 6814 | INACTIVE
MSA-DOES | PES3774 | Fire Extinguisher | Fire Extinguisher | 63cea7c8-d7e4-ed11-8847-000d3acb5309 | Waikiki Primary School | 6814 | ACTIVE
MSA-DOES | PES3775 | Fire Hydrant | Fire Hydrant | f3daa8c7-d7e4-ed11-8847-0022489339ad | Waikiki Primary School | 6814 | ACTIVE
MSA-DOES | PES3776 | Fire Blanket | Fire Blanket | f5daa8c7-d7e4-ed11-8847-0022489339ad | Waikiki Primary School | 6814 | ACTIVE
MSA-DOES | PES4099 | Air Conditioning: Evaporative Cooler | Air Conditioning: Evaporative Cooler | d3a9f4c6-d7e4-ed11-8847-002248117628 | Waikiki Primary School | 6814 | ACTIVE
MSA-DOES | PES4283 | Fall Protection System | Fall Protection System | 8cdcabc5-d7e4-ed11-8847-0022481170b3 | Waikiki Primary School | 6814 | ACTIVE
MSA-DOES | PES4738 | Fire Hydrant | Fire Hydrant | f3daa8c7-d7e4-ed11-8847-0022489339ad | Waikiki Primary School | 6814 | ACTIVE
MSA-DOES | PES4761 | Thermostatic Mixing Valve | Thermostatic Mixing Valve | 12dba8c7-d7e4-ed11-8847-0022489339ad | Waikiki Primary School | 6814 | ACTIVE
MSA-DOES | PES5041 | Lighting Pole | Lighting Poles: External | 69cea7c8-d7e4-ed11-8847-000d3acb5309 | Waikiki Primary School | 6814 | ACTIVE
MSA-DOES | PES5667 | Ga Appliance | Gas Appliance | 70cea7c8-d7e4-ed11-8847-000d3acb5309 | Waikiki Primary School | 6814 | ACTIVE
MSA-DOES | PES6438 | Boiling/Chilled Water Unit | Drinking Water Unit: Boiling / Chilled | 57cea7c8-d7e4-ed11-8847-000d3acb5309 | Waikiki Primary School | 6814 | ACTIVE
MSA-DOES | PES6786 | Hot Water System: Ga & Electric | Hot Water Unit: Gas & Electric | d8a9f4c6-d7e4-ed11-8847-002248117628 | Waikiki Primary School | 6814 | ACTIVE
MSA-DOES | PES3777 | Fall Protection System | Fall Protection System | 8cdcabc5-d7e4-ed11-8847-0022481170b3 | Walliston Primary School | 2571 | ACTIVE
MSA-DOES | PES3778 | Testing & Tagging | Testing & Tagging | dba9f4c6-d7e4-ed11-8847-002248117628 | Walliston Primary School | 2571 | ACTIVE
MSA-DOES | PES3779 | Backflow Prevention Valve | Backflow Prevention Valve | e9daa8c7-d7e4-ed11-8847-0022489339ad | Walliston Primary School | 2571 | ACTIVE
MSA-DOES | PES3780 | Emergency & Exit Lighting | Emergency & Exit Lighting | 54cea7c8-d7e4-ed11-8847-000d3acb5309 | Walliston Primary School | 2571 | ACTIVE
MSA-DOES | PES3781 | Air Conditioning: Evaporative Cooler | Air Conditioning: Evaporative Cooler | d3a9f4c6-d7e4-ed11-8847-002248117628 | Walliston Primary School | 2571 | ACTIVE
MSA-DOES | PES3782 | Ga Space Heating | Gas Space Heating | 8fdcabc5-d7e4-ed11-8847-0022481170b3 | Walliston Primary School | 2571 | ACTIVE
MSA-DOES | PES3783 | Gutter, Downpipe & Roof | Gutters, Downpipes & Roofs | f8daa8c7-d7e4-ed11-8847-0022489339ad | Walliston Primary School | 2571 | ACTIVE
MSA-DOES | PES3784 | INACTIVE-Irrigation - Bore Inspection and Flow Test | Irrigation: Bore | 8ddcabc5-d7e4-ed11-8847-0022481170b3 | Walliston Primary School | 2571 | INACTIVE
MSA-DOES | PES3785 | Play Ground Equipment Inc. Nature Play | Sport Court & Playground Equipment inc Natureplay | 92dcabc5-d7e4-ed11-8847-0022481170b3 | Walliston Primary School | 2571 | ACTIVE
MSA-DOES | PES3786 | Residual Current Device / RCD | Residual Current Devices (RCD) | 73cea7c8-d7e4-ed11-8847-000d3acb5309 | Walliston Primary School | 2571 | ACTIVE
MSA-DOES | PES3787 | Pest Control | Pest Control | 68cea7c8-d7e4-ed11-8847-000d3acb5309 | Walliston Primary School | 2571 | ACTIVE
MSA-DOES | PES3788 | Fire Extinguisher | Fire Extinguisher | 63cea7c8-d7e4-ed11-8847-000d3acb5309 | Walliston Primary School | 2571 | ACTIVE
MSA-DOES | PES3789 | Fire Hydrant | Fire Hydrant | f3daa8c7-d7e4-ed11-8847-0022489339ad | Walliston Primary School | 2571 | ACTIVE
MSA-DOES | PES3790 | Fire Hydrant Booster Connection | Fire Hydrant Booster Connection | 5fcea7c8-d7e4-ed11-8847-000d3acb5309 | Walliston Primary School | 2571 | ACTIVE
MSA-DOES | PES3791 | Fire Blanket | Fire Blanket | f5daa8c7-d7e4-ed11-8847-0022489339ad | Walliston Primary School | 2571 | ACTIVE
MSA-DOES | PES3792 | Fire Hydrant | Fire Hydrant | f3daa8c7-d7e4-ed11-8847-0022489339ad | Walliston Primary School | 2571 | ACTIVE
MSA-DOES | PES4193 | Solar Panel | Solar Electric System | 6acea7c8-d7e4-ed11-8847-000d3acb5309 | Walliston Primary School | 2571 | ACTIVE
MSA-DOES | PES4395 | Thermostatic Mixing Valve | Thermostatic Mixing Valve | 12dba8c7-d7e4-ed11-8847-0022489339ad | Walliston Primary School | 2571 | ACTIVE
MSA-DOES | PES4934 | Emergency Eye Wash | Emergency Eye Wash / Safety Shower | 6dcea7c8-d7e4-ed11-8847-000d3acb5309 | Walliston Primary School | 2571 | ACTIVE
MSA-DOES | PES5123 | Lighting Pole | Lighting Poles: External | 69cea7c8-d7e4-ed11-8847-000d3acb5309 | Walliston Primary School | 2571 | ACTIVE
MSA-DOES | PES5566 | Tempering Valve | Tempering Valve | 74cea7c8-d7e4-ed11-8847-000d3acb5309 | Walliston Primary School | 2571 | ACTIVE
MSA-DOES | PES5597 | Fire Hose Reel | Fire Hose Reel | f4daa8c7-d7e4-ed11-8847-0022489339ad | Walliston Primary School | 2571 | ACTIVE
MSA-DOES | PES5887 | Ga Appliance | Gas Appliance | 70cea7c8-d7e4-ed11-8847-000d3acb5309 | Walliston Primary School | 2571 | ACTIVE
MSA-DOES | PES6465 | Hot Water System: Ga & Electric | Hot Water Unit: Gas & Electric | d8a9f4c6-d7e4-ed11-8847-002248117628 | Walliston Primary School | 2571 | ACTIVE
MSA-DOES | PES6915 | Boiling/Chilled Water Unit | Drinking Water Unit: Boiling / Chilled | 57cea7c8-d7e4-ed11-8847-000d3acb5309 | Walliston Primary School | 2571 | ACTIVE
MSA-DOES | PES3793 | Fall Protection System | Fall Protection System | 8cdcabc5-d7e4-ed11-8847-0022481170b3 | Warnbro Community High School | 5472 | ACTIVE
MSA-DOES | PES3794 | Backflow Prevention Valve | Backflow Prevention Valve | e9daa8c7-d7e4-ed11-8847-0022489339ad | Warnbro Community High School | 5472 | ACTIVE
MSA-DOES | PES3795 | Climbing Wall | Climbing Wall / Abseiling Structure | ebdaa8c7-d7e4-ed11-8847-0022489339ad | Warnbro Community High School | 5472 | ACTIVE
MSA-DOES | PES3796 | Emergency & Exit Lighting | Emergency & Exit Lighting | 54cea7c8-d7e4-ed11-8847-000d3acb5309 | Warnbro Community High School | 5472 | ACTIVE
MSA-DOES | PES3797 | Air Conditioning: Evaporative Cooler | Air Conditioning: Evaporative Cooler | d3a9f4c6-d7e4-ed11-8847-002248117628 | Warnbro Community High School | 5472 | ACTIVE
MSA-DOES | PES3798 | Fire Extinguisher | Fire Extinguisher | 63cea7c8-d7e4-ed11-8847-000d3acb5309 | Warnbro Community High School | 5472 | ACTIVE
MSA-DOES | PES3799 | Fire Hydrant | Fire Hydrant | f3daa8c7-d7e4-ed11-8847-0022489339ad | Warnbro Community High School | 5472 | ACTIVE
MSA-DOES | PES3800 | Fire Hose Reel | Fire Hose Reel | f4daa8c7-d7e4-ed11-8847-0022489339ad | Warnbro Community High School | 5472 | ACTIVE
MSA-DOES | PES3801 | Fire Blanket | Fire Blanket | f5daa8c7-d7e4-ed11-8847-0022489339ad | Warnbro Community High School | 5472 | ACTIVE
MSA-DOES | PES3802 | Fire Alarm System / FIP | Fire Alarm System (FIP) | f1daa8c7-d7e4-ed11-8847-0022489339ad | Warnbro Community High School | 5472 | ACTIVE
MSA-DOES | PES3803 | Fixed Gym Equipment | Gym Equipment : Fixed | 5ecea7c8-d7e4-ed11-8847-000d3acb5309 | Warnbro Community High School | 5472 | ACTIVE
MSA-DOES | PES3804 | Fume Cupboard | Fume Cupboards | f7daa8c7-d7e4-ed11-8847-0022489339ad | Warnbro Community High School | 5472 | ACTIVE
MSA-DOES | PES3805 | Ga Space Heating | Gas Space Heating | 8fdcabc5-d7e4-ed11-8847-0022481170b3 | Warnbro Community High School | 5472 | ACTIVE
MSA-DOES | PES3806 | Gutter, Downpipe & Roof | Gutters, Downpipes & Roofs | f8daa8c7-d7e4-ed11-8847-0022489339ad | Warnbro Community High School | 5472 | ACTIVE
MSA-DOES | PES3807 | Lift | Lift: Passenger | 5dcea7c8-d7e4-ed11-8847-000d3acb5309 | Warnbro Community High School | 5472 | ACTIVE
MSA-DOES | PES3808 | Grease Trap: | Grease Trap: | fadaa8c7-d7e4-ed11-8847-0022489339ad | Warnbro Community High School | 5472 | ACTIVE
MSA-DOES | PES3809 | Oil Pit | Pit: | 72cea7c8-d7e4-ed11-8847-000d3acb5309 | Warnbro Community High School | 5472 | ACTIVE
MSA-DOES | PES3811 | INACTIVE AS PER MARIO RAPANARO REQUEST-Termite Inspection | Pest Control | 68cea7c8-d7e4-ed11-8847-000d3acb5309 | Warnbro Community High School | 5472 | INACTIVE
MSA-DOES | PES3812 | Residual Current Device / RCD | Residual Current Devices (RCD) | 73cea7c8-d7e4-ed11-8847-000d3acb5309 | Warnbro Community High School | 5472 | ACTIVE
MSA-DOES | PES3813 | Solar Panel | Solar Electric System | 6acea7c8-d7e4-ed11-8847-000d3acb5309 | Warnbro Community High School | 5472 | ACTIVE
MSA-DOES | PES3814 | Testing & Tagging | Testing & Tagging | dba9f4c6-d7e4-ed11-8847-002248117628 | Warnbro Community High School | 5472 | ACTIVE
MSA-DOES | PES3815 | Thermostatic Mixing Valve | Thermostatic Mixing Valve | 12dba8c7-d7e4-ed11-8847-0022489339ad | Warnbro Community High School | 5472 | ACTIVE
MSA-DOES | PES4302 | Design & Technology: Fixed Equipment | Design & Technology: Fixed Equipment | 53cea7c8-d7e4-ed11-8847-000d3acb5309 | Warnbro Community High School | 5472 | ACTIVE
MSA-DOES | PES4473 | Emergency Eye Wash | Emergency Eye Wash / Safety Shower | 6dcea7c8-d7e4-ed11-8847-000d3acb5309 | Warnbro Community High School | 5472 | ACTIVE
MSA-DOES | PES4514 | PAC: Retractable Seating | PAC: | ffdaa8c7-d7e4-ed11-8847-0022489339ad | Warnbro Community High School | 5472 | INACTIVE
MSA-DOES | PES4543 | PAC: Lighting System | PAC: | ffdaa8c7-d7e4-ed11-8847-0022489339ad | Warnbro Community High School | 5472 | ACTIVE
MSA-DOES | PES4564 | PAC: Staging System | PAC: | ffdaa8c7-d7e4-ed11-8847-0022489339ad | Warnbro Community High School | 5472 | ACTIVE
MSA-DOES | PES4593 | PAC: Curtain | PAC: | ffdaa8c7-d7e4-ed11-8847-0022489339ad | Warnbro Community High School | 5472 | ACTIVE
MSA-DOES | PES4622 | PAC: Audio System | PAC: | ffdaa8c7-d7e4-ed11-8847-0022489339ad | Warnbro Community High School | 5472 | ACTIVE
MSA-DOES | PES4651 | PAC: Lighting Grid / Bar | PAC: | ffdaa8c7-d7e4-ed11-8847-0022489339ad | Warnbro Community High School | 5472 | ACTIVE
MSA-DOES | PES4739 | Fire Hydrant | Fire Hydrant | f3daa8c7-d7e4-ed11-8847-0022489339ad | Warnbro Community High School | 5472 | ACTIVE
MSA-DOES | PES5042 | Lighting Pole | Lighting Poles: External | 69cea7c8-d7e4-ed11-8847-000d3acb5309 | Warnbro Community High School | 5472 | ACTIVE
MSA-DOES | PES5253 | Tempering Valve | Tempering Valve | 74cea7c8-d7e4-ed11-8847-000d3acb5309 | Warnbro Community High School | 5472 | ACTIVE
MSA-DOES | PES5449 | Fire Hydrant | Fire Hydrant | f3daa8c7-d7e4-ed11-8847-0022489339ad | Warnbro Community High School | 5472 | ACTIVE
MSA-DOES | PES5478 | NOT REQUIRED - REFER PES3807 - Lift 2 (Passenger) - Inspection, Service & Report | Lift: Passenger | 5dcea7c8-d7e4-ed11-8847-000d3acb5309 | Warnbro Community High School | 5472 | INACTIVE
MSA-DOES | PES5489 | Extraction: Dust | Extraction System: Saw Dust | 61cea7c8-d7e4-ed11-8847-000d3acb5309 | Warnbro Community High School | 5472 | ACTIVE
MSA-DOES | PES5527 | Fire Detection: Smoke / Heat | Fire Detection: Smoke / Heat | 58cea7c8-d7e4-ed11-8847-000d3acb5309 | Warnbro Community High School | 5472 | ACTIVE
MSA-DOES | PES5528 | Manual Call Point / MCP | Manual Call Points (MCP) | 96dcabc5-d7e4-ed11-8847-0022481170b3 | Warnbro Community High School | 5472 | ACTIVE
MSA-DOES | PES5637 | Ga Appliance | Gas Appliance | 70cea7c8-d7e4-ed11-8847-000d3acb5309 | Warnbro Community High School | 5472 | ACTIVE
MSA-DOES | PES5979 | Effluent System | Sewerage Pumping Station | 55cea7c8-d7e4-ed11-8847-000d3acb5309 | Warnbro Community High School | 5472 | ACTIVE
MSA-DOES | PES6029 | Dangerou Good Safety Storage Cabinet | Dangerous Goods Safety Storage Cabinets | eedaa8c7-d7e4-ed11-8847-0022489339ad | Warnbro Community High School | 5472 | ACTIVE
MSA-DOES | PES6031 | Design & Technology: Reticulated Ga Welding System | Design & Technology: Reticulated Gas Welding System | 11dba8c7-d7e4-ed11-8847-0022489339ad | Warnbro Community High School | 5472 | ACTIVE
MSA-DOES | PES6196 | NOT REQUIRED - Spray Booth Extraction System | Fan: Extraction / Spray Booth | 91dcabc5-d7e4-ed11-8847-0022481170b3 | Warnbro Community High School | 5472 | INACTIVE
MSA-DOES | PES6303 | Boiling/Chilled Water Unit | Drinking Water Unit: Boiling / Chilled | 57cea7c8-d7e4-ed11-8847-000d3acb5309 | Warnbro Community High School | 5472 | ACTIVE
MSA-DOES | PES6546 | Sport Court & Playground Equipment Inc. Nature Play | Sport Court & Playground Equipment inc Natureplay | 92dcabc5-d7e4-ed11-8847-0022481170b3 | Warnbro Community High School | 5472 | ACTIVE
MSA-DOES | PES6624 | Hot Water System: Ga & Electric | Hot Water Unit: Gas & Electric | d8a9f4c6-d7e4-ed11-8847-002248117628 | Warnbro Community High School | 5472 | ACTIVE
MSA-DOES | PES6684 | Air Compressor: Receiver | Air Compressor | d1a9f4c6-d7e4-ed11-8847-002248117628 | Warnbro Community High School | 5472 | ACTIVE
MSA-DOES | PES6736 | Compressor: | Air Compressor | d1a9f4c6-d7e4-ed11-8847-002248117628 | Warnbro Community High School | 5472 | ACTIVE
MSA-DOES | PES6970 | Lift: Monitoring Service | Lift: Passenger | 5dcea7c8-d7e4-ed11-8847-000d3acb5309 | Warnbro Community High School | 5472 | ACTIVE
MSA-DOES | PES3816 | Fall Protection System | Fall Protection System | 8cdcabc5-d7e4-ed11-8847-0022481170b3 | Warnbro Primary School | 1818 | ACTIVE
MSA-DOES | PES3817 | Testing & Tagging | Testing & Tagging | dba9f4c6-d7e4-ed11-8847-002248117628 | Warnbro Primary School | 1818 | ACTIVE
MSA-DOES | PES3818 | Backflow Prevention Valve | Backflow Prevention Valve | e9daa8c7-d7e4-ed11-8847-0022489339ad | Warnbro Primary School | 1818 | ACTIVE
MSA-DOES | PES3819 | Emergency & Exit Lighting | Emergency & Exit Lighting | 54cea7c8-d7e4-ed11-8847-000d3acb5309 | Warnbro Primary School | 1818 | ACTIVE
MSA-DOES | PES3820 | Air Conditioning: Evaporative Cooler | Air Conditioning: Evaporative Cooler | d3a9f4c6-d7e4-ed11-8847-002248117628 | Warnbro Primary School | 1818 | ACTIVE
MSA-DOES | PES3821 | Ga Space Heating | Gas Space Heating | 8fdcabc5-d7e4-ed11-8847-0022481170b3 | Warnbro Primary School | 1818 | ACTIVE
MSA-DOES | PES3822 | Ga Appliance | Gas Appliance | 70cea7c8-d7e4-ed11-8847-000d3acb5309 | Warnbro Primary School | 1818 | ACTIVE
MSA-DOES | PES3823 | Gutter, Downpipe & Roof | Gutters, Downpipes & Roofs | f8daa8c7-d7e4-ed11-8847-0022489339ad | Warnbro Primary School | 1818 | ACTIVE
MSA-DOES | PES3824 | Play Ground Equipment | Sport Court & Playground Equipment | 67cea7c8-d7e4-ed11-8847-000d3acb5309 | Warnbro Primary School | 1818 | ACTIVE
MSA-DOES | PES3825 | Solar Panel | Solar Electric System | 6acea7c8-d7e4-ed11-8847-000d3acb5309 | Warnbro Primary School | 1818 | ACTIVE
MSA-DOES | PES3826 | Residual Current Device / RCD | Residual Current Devices (RCD) | 73cea7c8-d7e4-ed11-8847-000d3acb5309 | Warnbro Primary School | 1818 | ACTIVE
MSA-DOES | PES3827 | Pest Control | Pest Control | 68cea7c8-d7e4-ed11-8847-000d3acb5309 | Warnbro Primary School | 1818 | ACTIVE
MSA-DOES | PES3828 | Fire Extinguisher | Fire Extinguisher | 63cea7c8-d7e4-ed11-8847-000d3acb5309 | Warnbro Primary School | 1818 | ACTIVE
MSA-DOES | PES3829 | Fire Blanket | Fire Blanket | f5daa8c7-d7e4-ed11-8847-0022489339ad | Warnbro Primary School | 1818 | ACTIVE
MSA-DOES | PES4431 | Emergency Eye Wash | Emergency Eye Wash / Safety Shower | 6dcea7c8-d7e4-ed11-8847-000d3acb5309 | Warnbro Primary School | 1818 | ACTIVE
MSA-DOES | PES4438 | Thermostatic Mixing Valve | Thermostatic Mixing Valve | 12dba8c7-d7e4-ed11-8847-0022489339ad | Warnbro Primary School | 1818 | ACTIVE
MSA-DOES | PES5043 | Lighting Pole | Lighting Poles: External | 69cea7c8-d7e4-ed11-8847-000d3acb5309 | Warnbro Primary School | 1818 | ACTIVE
MSA-DOES | PES5337 | Effluent System | Sewerage Pumping Station | 55cea7c8-d7e4-ed11-8847-000d3acb5309 | Warnbro Primary School | 1818 | ACTIVE
MSA-DOES | PES5939 | Tempering Valve | Tempering Valve | 74cea7c8-d7e4-ed11-8847-000d3acb5309 | Warnbro Primary School | 1818 | ACTIVE
MSA-DOES | PES6534 | Hot Water System: Ga & Electric | Hot Water Unit: Gas & Electric | d8a9f4c6-d7e4-ed11-8847-002248117628 | Warnbro Primary School | 1818 | ACTIVE
MSA-DOES | PES6959 | Boiling/Chilled Water Unit | Drinking Water Unit: Boiling / Chilled | 57cea7c8-d7e4-ed11-8847-000d3acb5309 | Warnbro Primary School | 1818 | ACTIVE
MSA-DOES | PES3837 | Testing & Tagging | Testing & Tagging | dba9f4c6-d7e4-ed11-8847-002248117628 | Wattle Grove Primary School - New | 7885 | ACTIVE
MSA-DOES | PES3838 | Backflow Prevention Valve | Backflow Prevention Valve | e9daa8c7-d7e4-ed11-8847-0022489339ad | Wattle Grove Primary School - New | 7885 | ACTIVE
MSA-DOES | PES3839 | Emergency & Exit Lighting | Emergency & Exit Lighting | 54cea7c8-d7e4-ed11-8847-000d3acb5309 | Wattle Grove Primary School - New | 7885 | ACTIVE
MSA-DOES | PES3840 | Air Conditioning: Evaporative Cooler | Air Conditioning: Evaporative Cooler | d3a9f4c6-d7e4-ed11-8847-002248117628 | Wattle Grove Primary School - New | 7885 | ACTIVE
MSA-DOES | PES3841 | Ga Space Heating | Gas Space Heating | 8fdcabc5-d7e4-ed11-8847-0022481170b3 | Wattle Grove Primary School - New | 7885 | ACTIVE
MSA-DOES | PES3842 | Gutter, Downpipe & Roof | Gutters, Downpipes & Roofs | f8daa8c7-d7e4-ed11-8847-0022489339ad | Wattle Grove Primary School - New | 7885 | ACTIVE
MSA-DOES | PES3843 | Pest Control | Pest Control | 68cea7c8-d7e4-ed11-8847-000d3acb5309 | Wattle Grove Primary School - New | 7885 | ACTIVE
MSA-DOES | PES3844 | Play Ground Equipment Inc. Nature Play | Sport Court & Playground Equipment inc Natureplay | 92dcabc5-d7e4-ed11-8847-0022481170b3 | Wattle Grove Primary School - New | 7885 | ACTIVE
MSA-DOES | PES3845 | Residual Current Device / RCD | Residual Current Devices (RCD) | 73cea7c8-d7e4-ed11-8847-000d3acb5309 | Wattle Grove Primary School - New | 7885 | ACTIVE
MSA-DOES | PES4194 | Solar Panel | Solar Electric System | 6acea7c8-d7e4-ed11-8847-000d3acb5309 | Wattle Grove Primary School - New | 7885 | ACTIVE
MSA-DOES | PES4218 | Fire Extinguisher | Fire Extinguisher | 63cea7c8-d7e4-ed11-8847-000d3acb5309 | Wattle Grove Primary School - New | 7885 | ACTIVE
MSA-DOES | PES4219 | Fire Blanket | Fire Blanket | f5daa8c7-d7e4-ed11-8847-0022489339ad | Wattle Grove Primary School - New | 7885 | ACTIVE
MSA-DOES | PES4284 | Fall Protection System | Fall Protection System | 8cdcabc5-d7e4-ed11-8847-0022481170b3 | Wattle Grove Primary School - New | 7885 | ACTIVE
MSA-DOES | PES4365 | Fire Hydrant | Fire Hydrant | f3daa8c7-d7e4-ed11-8847-0022489339ad | Wattle Grove Primary School - New | 7885 | ACTIVE
MSA-DOES | PES4366 | Fire Hose Reel | Fire Hose Reel | f4daa8c7-d7e4-ed11-8847-0022489339ad | Wattle Grove Primary School - New | 7885 | ACTIVE
MSA-DOES | PES4740 | Fire Hydrant | Fire Hydrant | f3daa8c7-d7e4-ed11-8847-0022489339ad | Wattle Grove Primary School - New | 7885 | ACTIVE
MSA-DOES | PES4933 | Emergency Eye Wash | Emergency Eye Wash / Safety Shower | 6dcea7c8-d7e4-ed11-8847-000d3acb5309 | Wattle Grove Primary School - New | 7885 | ACTIVE
MSA-DOES | PES4951 | Thermostatic Mixing Valve | Thermostatic Mixing Valve | 12dba8c7-d7e4-ed11-8847-0022489339ad | Wattle Grove Primary School - New | 7885 | ACTIVE
MSA-DOES | PES4990 | Lighting Pole | Lighting Poles: External | 69cea7c8-d7e4-ed11-8847-000d3acb5309 | Wattle Grove Primary School - New | 7885 | ACTIVE
MSA-DOES | PES5194 | Effluent System | Sewerage Pumping Station | 55cea7c8-d7e4-ed11-8847-000d3acb5309 | Wattle Grove Primary School - New | 7885 | ACTIVE
MSA-DOES | PES5465 | Air Conditioning: Split | Air Conditioning: Split | 86dcabc5-d7e4-ed11-8847-0022481170b3 | Wattle Grove Primary School - New | 7885 | ACTIVE
MSA-DOES | PES5622 | Ga Appliance | Gas Appliance | 70cea7c8-d7e4-ed11-8847-000d3acb5309 | Wattle Grove Primary School - New | 7885 | ACTIVE
MSA-DOES | PES5894 | Tempering Valve | Tempering Valve | 74cea7c8-d7e4-ed11-8847-000d3acb5309 | Wattle Grove Primary School - New | 7885 | ACTIVE
MSA-DOES | PES6466 | Hot Water System: Ga & Electric | Hot Water Unit: Gas & Electric | d8a9f4c6-d7e4-ed11-8847-002248117628 | Wattle Grove Primary School - New | 7885 | ACTIVE
MSA-DOES | PES6875 | Boiling/Chilled Water Unit | Drinking Water Unit: Boiling / Chilled | 57cea7c8-d7e4-ed11-8847-000d3acb5309 | Wattle Grove Primary School - New | 7885 | ACTIVE
MSA-DOES | PES5268 | Grease Trap: | Grease Trap: | fadaa8c7-d7e4-ed11-8847-0022489339ad | Wellard Primary School | 9774 | ACTIVE
MSA-DOES | PES5273 | Testing & Tagging | Testing & Tagging | dba9f4c6-d7e4-ed11-8847-002248117628 | Wellard Primary School | 9774 | ACTIVE
MSA-DOES | PES5277 | Air Conditioning: Evaporative Cooler | Air Conditioning: Evaporative Cooler | d3a9f4c6-d7e4-ed11-8847-002248117628 | Wellard Primary School | 9774 | ACTIVE
MSA-DOES | PES5281 | Emergency & Exit Lighting | Emergency & Exit Lighting | 54cea7c8-d7e4-ed11-8847-000d3acb5309 | Wellard Primary School | 9774 | ACTIVE
MSA-DOES | PES5285 | Residual Current Device / RCD | Residual Current Devices (RCD) | 73cea7c8-d7e4-ed11-8847-000d3acb5309 | Wellard Primary School | 9774 | ACTIVE
MSA-DOES | PES5289 | Backflow Prevention Valve | Backflow Prevention Valve | e9daa8c7-d7e4-ed11-8847-0022489339ad | Wellard Primary School | 9774 | ACTIVE
MSA-DOES | PES5293 | Play Ground Equipment | Sport Court & Playground Equipment | 67cea7c8-d7e4-ed11-8847-000d3acb5309 | Wellard Primary School | 9774 | ACTIVE
MSA-DOES | PES5297 | Fire Extinguisher | Fire Extinguisher | 63cea7c8-d7e4-ed11-8847-000d3acb5309 | Wellard Primary School | 9774 | ACTIVE
MSA-DOES | PES5301 | Fire Blanket | Fire Blanket | f5daa8c7-d7e4-ed11-8847-0022489339ad | Wellard Primary School | 9774 | ACTIVE
MSA-DOES | PES5305 | Fall Protection System | Fall Protection System | 8cdcabc5-d7e4-ed11-8847-0022481170b3 | Wellard Primary School | 9774 | ACTIVE
MSA-DOES | PES5323 | Emergency Eye Wash | Emergency Eye Wash / Safety Shower | 6dcea7c8-d7e4-ed11-8847-000d3acb5309 | Wellard Primary School | 9774 | ACTIVE
MSA-DOES | PES5325 | Thermostatic Mixing Valve | Thermostatic Mixing Valve | 12dba8c7-d7e4-ed11-8847-0022489339ad | Wellard Primary School | 9774 | ACTIVE
MSA-DOES | PES5547 | Ga Space Heating | Gas Space Heating | 8fdcabc5-d7e4-ed11-8847-0022481170b3 | Wellard Primary School | 9774 | ACTIVE
MSA-DOES | PES5581 | Fire Hydrant | Fire Hydrant | f3daa8c7-d7e4-ed11-8847-0022489339ad | Wellard Primary School | 9774 | ACTIVE
MSA-DOES | PES5582 | Fire Hydrant | Fire Hydrant | f3daa8c7-d7e4-ed11-8847-0022489339ad | Wellard Primary School | 9774 | ACTIVE
MSA-DOES | PES5656 | Ga Appliance | Gas Appliance | 70cea7c8-d7e4-ed11-8847-000d3acb5309 | Wellard Primary School | 9774 | ACTIVE
MSA-DOES | PES5725 | Irrigation: Iron filtration | Irrigation: Iron filtration | fedaa8c7-d7e4-ed11-8847-0022489339ad | Wellard Primary School | 9774 | ACTIVE
MSA-DOES | PES5737 | Tempering Valve | Tempering Valve | 74cea7c8-d7e4-ed11-8847-000d3acb5309 | Wellard Primary School | 9774 | ACTIVE
MSA-DOES | PES6208 | Fire Hydrant | Fire Hydrant | f3daa8c7-d7e4-ed11-8847-0022489339ad | Wellard Primary School | 9774 | ACTIVE
MSA-DOES | PES6370 | Boiling/Chilled Water Unit | Drinking Water Unit: Boiling / Chilled | 57cea7c8-d7e4-ed11-8847-000d3acb5309 | Wellard Primary School | 9774 | ACTIVE
MSA-DOES | PES6641 | Gutter, Downpipe & Roof | Gutters, Downpipes & Roofs | f8daa8c7-d7e4-ed11-8847-0022489339ad | Wellard Primary School | 9774 | ACTIVE
MSA-DOES | PES6698 | Hot Water System: Ga & Electric | Hot Water Unit: Gas & Electric | d8a9f4c6-d7e4-ed11-8847-002248117628 | Wellard Primary School | 9774 | ACTIVE
MSA-DOES | PES3167 | Fire Break | Fire Break | 65cea7c8-d7e4-ed11-8847-000d3acb5309 | West Armadale Primary School | 8495 | ACTIVE
MSA-DOES | PES3846 | Testing & Tagging | Testing & Tagging | dba9f4c6-d7e4-ed11-8847-002248117628 | West Byford Primary School | 8830 | ACTIVE
MSA-DOES | PES3847 | Backflow Prevention Valve | Backflow Prevention Valve | e9daa8c7-d7e4-ed11-8847-0022489339ad | West Byford Primary School | 8830 | ACTIVE
MSA-DOES | PES3848 | Emergency & Exit Lighting | Emergency & Exit Lighting | 54cea7c8-d7e4-ed11-8847-000d3acb5309 | West Byford Primary School | 8830 | ACTIVE
MSA-DOES | PES3849 | Fall Protection System | Fall Protection System | 8cdcabc5-d7e4-ed11-8847-0022481170b3 | West Byford Primary School | 8830 | ACTIVE
MSA-DOES | PES3850 | Gutter, Downpipe & Roof | Gutters, Downpipes & Roofs | f8daa8c7-d7e4-ed11-8847-0022489339ad | West Byford Primary School | 8830 | ACTIVE
MSA-DOES | PES3851 | Play Ground Equipment | Sport Court & Playground Equipment | 67cea7c8-d7e4-ed11-8847-000d3acb5309 | West Byford Primary School | 8830 | ACTIVE
MSA-DOES | PES3852 | Residual Current Device / RCD | Residual Current Devices (RCD) | 73cea7c8-d7e4-ed11-8847-000d3acb5309 | West Byford Primary School | 8830 | ACTIVE
MSA-DOES | PES3853 | Fire Extinguisher | Fire Extinguisher | 63cea7c8-d7e4-ed11-8847-000d3acb5309 | West Byford Primary School | 8830 | ACTIVE
MSA-DOES | PES3854 | Fire Hydrant | Fire Hydrant | f3daa8c7-d7e4-ed11-8847-0022489339ad | West Byford Primary School | 8830 | ACTIVE
MSA-DOES | PES3855 | Fire Hose Reel | Fire Hose Reel | f4daa8c7-d7e4-ed11-8847-0022489339ad | West Byford Primary School | 8830 | ACTIVE
MSA-DOES | PES3856 | Fire Blanket | Fire Blanket | f5daa8c7-d7e4-ed11-8847-0022489339ad | West Byford Primary School | 8830 | ACTIVE
MSA-DOES | PES3857 | INACTIVE AS PER MARIO RAPANARO REQUEST-Termite Inspection | Pest Control | 68cea7c8-d7e4-ed11-8847-000d3acb5309 | West Byford Primary School | 8830 | INACTIVE
MSA-DOES | PES4092 | Air Conditioning: Evaporative Cooler | Air Conditioning: Evaporative Cooler | d3a9f4c6-d7e4-ed11-8847-002248117628 | West Byford Primary School | 8830 | ACTIVE
MSA-DOES | PES4322 | Grease Trap: | Grease Trap: | fadaa8c7-d7e4-ed11-8847-0022489339ad | West Byford Primary School | 8830 | ACTIVE
MSA-DOES | PES4460 | Ga Space Heating | Gas Space Heating | 8fdcabc5-d7e4-ed11-8847-0022481170b3 | West Byford Primary School | 8830 | ACTIVE
MSA-DOES | PES4658 | Thermostatic Mixing Valve | Thermostatic Mixing Valve | 12dba8c7-d7e4-ed11-8847-0022489339ad | West Byford Primary School | 8830 | ACTIVE
MSA-DOES | PES4741 | Fire Hydrant | Fire Hydrant | f3daa8c7-d7e4-ed11-8847-0022489339ad | West Byford Primary School | 8830 | ACTIVE
MSA-DOES | PES5087 | Lighting Pole | Lighting Poles: External | 69cea7c8-d7e4-ed11-8847-000d3acb5309 | West Byford Primary School | 8830 | ACTIVE
MSA-DOES | PES5183 | Effluent System - ON HOLD a per email from DOF | Sewerage Pumping Station | 55cea7c8-d7e4-ed11-8847-000d3acb5309 | West Byford Primary School | 8830 | ACTIVE
MSA-DOES | PES5318 | Tempering Valve | Tempering Valve | 74cea7c8-d7e4-ed11-8847-000d3acb5309 | West Byford Primary School | 8830 | ACTIVE
MSA-DOES | PES5657 | Ga Appliance | Gas Appliance | 70cea7c8-d7e4-ed11-8847-000d3acb5309 | West Byford Primary School | 8830 | ACTIVE
MSA-DOES | PES6365 | Boiling/Chilled Water Unit | Drinking Water Unit: Boiling / Chilled | 57cea7c8-d7e4-ed11-8847-000d3acb5309 | West Byford Primary School | 8830 | ACTIVE
MSA-DOES | PES6699 | Hot Water System: Ga & Electric | Hot Water Unit: Gas & Electric | d8a9f4c6-d7e4-ed11-8847-002248117628 | West Byford Primary School | 8830 | ACTIVE
MSA-DOES | PES7049 | Emergency Eye Wash | Emergency Eye Wash / Safety Shower | 6dcea7c8-d7e4-ed11-8847-000d3acb5309 | West Byford Primary School | 8830 | ACTIVE
MSA-DOES | PES3858 | Fire Break | Fire Break | 65cea7c8-d7e4-ed11-8847-000d3acb5309 | West Huntingdale Primary School Proposed Site - VACANT LAND | 7346 | ACTIVE
MSA-DOES | PES3859 | Fall Protection System | Fall Protection System | 8cdcabc5-d7e4-ed11-8847-0022481170b3 | West Leeming Primary School | 1844 | ACTIVE
MSA-DOES | PES3860 | Backflow Prevention Valve | Backflow Prevention Valve | e9daa8c7-d7e4-ed11-8847-0022489339ad | West Leeming Primary School | 1844 | ACTIVE
MSA-DOES | PES3861 | Emergency & Exit Lighting | Emergency & Exit Lighting | 54cea7c8-d7e4-ed11-8847-000d3acb5309 | West Leeming Primary School | 1844 | ACTIVE
MSA-DOES | PES3862 | Air Conditioning: Evaporative Cooler | Air Conditioning: Evaporative Cooler | d3a9f4c6-d7e4-ed11-8847-002248117628 | West Leeming Primary School | 1844 | ACTIVE
MSA-DOES | PES3863 | Fire Extinguisher | Fire Extinguisher | 63cea7c8-d7e4-ed11-8847-000d3acb5309 | West Leeming Primary School | 1844 | ACTIVE
MSA-DOES | PES3864 | Fire Hydrant | Fire Hydrant | f3daa8c7-d7e4-ed11-8847-0022489339ad | West Leeming Primary School | 1844 | ACTIVE
MSA-DOES | PES3865 | Fire Blanket | Fire Blanket | f5daa8c7-d7e4-ed11-8847-0022489339ad | West Leeming Primary School | 1844 | ACTIVE
MSA-DOES | PES3866 | Ga Space Heating | Gas Space Heating | 8fdcabc5-d7e4-ed11-8847-0022481170b3 | West Leeming Primary School | 1844 | ACTIVE
MSA-DOES | PES3867 | Gutter, Downpipe & Roof | Gutters, Downpipes & Roofs | f8daa8c7-d7e4-ed11-8847-0022489339ad | West Leeming Primary School | 1844 | ACTIVE
MSA-DOES | PES3868 | Pest Control | Pest Control | 68cea7c8-d7e4-ed11-8847-000d3acb5309 | West Leeming Primary School | 1844 | ACTIVE
MSA-DOES | PES3869 | Play Ground Equipment | Sport Court & Playground Equipment | 67cea7c8-d7e4-ed11-8847-000d3acb5309 | West Leeming Primary School | 1844 | ACTIVE
MSA-DOES | PES3870 | Residual Current Device / RCD | Residual Current Devices (RCD) | 73cea7c8-d7e4-ed11-8847-000d3acb5309 | West Leeming Primary School | 1844 | ACTIVE
MSA-DOES | PES3871 | Solar Panel | Solar Electric System | 6acea7c8-d7e4-ed11-8847-000d3acb5309 | West Leeming Primary School | 1844 | ACTIVE
MSA-DOES | PES3872 | Testing & Tagging | Testing & Tagging | dba9f4c6-d7e4-ed11-8847-002248117628 | West Leeming Primary School | 1844 | ACTIVE
MSA-DOES | PES4459 | Thermostatic Mixing Valve | Thermostatic Mixing Valve | 12dba8c7-d7e4-ed11-8847-0022489339ad | West Leeming Primary School | 1844 | ACTIVE
MSA-DOES | PES4742 | Fire Hydrant | Fire Hydrant | f3daa8c7-d7e4-ed11-8847-0022489339ad | West Leeming Primary School | 1844 | ACTIVE
MSA-DOES | PES5124 | Lighting Pole | Lighting Poles: External | 69cea7c8-d7e4-ed11-8847-000d3acb5309 | West Leeming Primary School | 1844 | ACTIVE
MSA-DOES | PES5175 | Emergency Eye Wash | Emergency Eye Wash / Safety Shower | 6dcea7c8-d7e4-ed11-8847-000d3acb5309 | West Leeming Primary School | 1844 | ACTIVE
MSA-DOES | PES5444 | Fire Hydrant: Overhaul | Fire Hydrant | f3daa8c7-d7e4-ed11-8847-0022489339ad | West Leeming Primary School | 1844 | ACTIVE
MSA-DOES | PES5928 | Tempering Valve | Tempering Valve | 74cea7c8-d7e4-ed11-8847-000d3acb5309 | West Leeming Primary School | 1844 | ACTIVE
MSA-DOES | PES6280 | Hot Water System: Ga & Electric | Hot Water Unit: Gas & Electric | d8a9f4c6-d7e4-ed11-8847-002248117628 | West Leeming Primary School | 1844 | ACTIVE
MSA-DOES | PES6964 | Boiling/Chilled Water Unit | Drinking Water Unit: Boiling / Chilled | 57cea7c8-d7e4-ed11-8847-000d3acb5309 | West Leeming Primary School | 1844 | ACTIVE
MSA-DOES | PES3873 | Fall Protection System | Fall Protection System | 8cdcabc5-d7e4-ed11-8847-0022481170b3 | Westfield Park Primary School | 2572 | ACTIVE
MSA-DOES | PES3874 | Emergency & Exit Lighting | Emergency & Exit Lighting | 54cea7c8-d7e4-ed11-8847-000d3acb5309 | Westfield Park Primary School | 2572 | ACTIVE
MSA-DOES | PES3875 | Air Conditioning: Evaporative Cooler | Air Conditioning: Evaporative Cooler | d3a9f4c6-d7e4-ed11-8847-002248117628 | Westfield Park Primary School | 2572 | ACTIVE
MSA-DOES | PES3876 | Fire Extinguisher | Fire Extinguisher | 63cea7c8-d7e4-ed11-8847-000d3acb5309 | Westfield Park Primary School | 2572 | ACTIVE
MSA-DOES | PES3877 | Fire Blanket | Fire Blanket | f5daa8c7-d7e4-ed11-8847-0022489339ad | Westfield Park Primary School | 2572 | ACTIVE
MSA-DOES | PES3878 | Ga Space Heating | Gas Space Heating | 8fdcabc5-d7e4-ed11-8847-0022481170b3 | Westfield Park Primary School | 2572 | ACTIVE
MSA-DOES | PES3879 | Gutter, Downpipe & Roof | Gutters, Downpipes & Roofs | f8daa8c7-d7e4-ed11-8847-0022489339ad | Westfield Park Primary School | 2572 | ACTIVE
MSA-DOES | PES3880 | Pest Control | Pest Control | 68cea7c8-d7e4-ed11-8847-000d3acb5309 | Westfield Park Primary School | 2572 | ACTIVE
MSA-DOES | PES3881 | Play Ground Equipment | Sport Court & Playground Equipment | 67cea7c8-d7e4-ed11-8847-000d3acb5309 | Westfield Park Primary School | 2572 | ACTIVE
MSA-DOES | PES3882 | Residual Current Device / RCD | Residual Current Devices (RCD) | 73cea7c8-d7e4-ed11-8847-000d3acb5309 | Westfield Park Primary School | 2572 | ACTIVE
MSA-DOES | PES3883 | Post mounted Changeable Message Board | Post mounted Changeable Message Board | 93dcabc5-d7e4-ed11-8847-0022481170b3 | Westfield Park Primary School | 2572 | ACTIVE
MSA-DOES | PES3884 | Testing & Tagging | Testing & Tagging | dba9f4c6-d7e4-ed11-8847-002248117628 | Westfield Park Primary School | 2572 | ACTIVE
MSA-DOES | PES4791 | Thermostatic Mixing Valve | Thermostatic Mixing Valve | 12dba8c7-d7e4-ed11-8847-0022489339ad | Westfield Park Primary School | 2572 | ACTIVE
MSA-DOES | PES5088 | Lighting Pole | Lighting Poles: External | 69cea7c8-d7e4-ed11-8847-000d3acb5309 | Westfield Park Primary School | 2572 | ACTIVE
MSA-DOES | PES5710 | Ga Appliance | Gas Appliance | 70cea7c8-d7e4-ed11-8847-000d3acb5309 | Westfield Park Primary School | 2572 | ACTIVE
MSA-DOES | PES6087 | Backflow Prevention Valve | Backflow Prevention Valve | e9daa8c7-d7e4-ed11-8847-0022489339ad | Westfield Park Primary School | 2572 | ACTIVE
MSA-DOES | PES6570 | Boiling/Chilled Water Unit | Drinking Water Unit: Boiling / Chilled | 57cea7c8-d7e4-ed11-8847-000d3acb5309 | Westfield Park Primary School | 2572 | ACTIVE
MSA-DOES | PES6933 | Hot Water System: Ga & Electric | Hot Water Unit: Gas & Electric | d8a9f4c6-d7e4-ed11-8847-002248117628 | Westfield Park Primary School | 2572 | ACTIVE
MSA-DOES | PES7075 | Tempering Valve | Tempering Valve | 74cea7c8-d7e4-ed11-8847-000d3acb5309 | Westfield Park Primary School | 2572 | ACTIVE
MSA-DOES | PES7114 | Air Conditioning: Split | Air Conditioning: Split | 86dcabc5-d7e4-ed11-8847-0022481170b3 | Westfield Park Primary School | 2572 | ACTIVE
MSA-DOES | PES3885 | Fall Protection System | Fall Protection System | 8cdcabc5-d7e4-ed11-8847-0022481170b3 | White Gum Valley Primary School | 1802 | ACTIVE
MSA-DOES | PES3886 | Backflow Prevention Valve | Backflow Prevention Valve | e9daa8c7-d7e4-ed11-8847-0022489339ad | White Gum Valley Primary School | 1802 | ACTIVE
MSA-DOES | PES3887 | Emergency & Exit Lighting | Emergency & Exit Lighting | 54cea7c8-d7e4-ed11-8847-000d3acb5309 | White Gum Valley Primary School | 1802 | ACTIVE
MSA-DOES | PES3888 | Air Conditioning: Evaporative Cooler | Air Conditioning: Evaporative Cooler | d3a9f4c6-d7e4-ed11-8847-002248117628 | White Gum Valley Primary School | 1802 | ACTIVE
MSA-DOES | PES3889 | Fire Extinguisher | Fire Extinguisher | 63cea7c8-d7e4-ed11-8847-000d3acb5309 | White Gum Valley Primary School | 1802 | ACTIVE
MSA-DOES | PES3890 | Fire Blanket | Fire Blanket | f5daa8c7-d7e4-ed11-8847-0022489339ad | White Gum Valley Primary School | 1802 | ACTIVE
MSA-DOES | PES3891 | Ga Space Heating | Gas Space Heating | 8fdcabc5-d7e4-ed11-8847-0022481170b3 | White Gum Valley Primary School | 1802 | ACTIVE
MSA-DOES | PES3892 | Gutter, Downpipe & Roof | Gutters, Downpipes & Roofs | f8daa8c7-d7e4-ed11-8847-0022489339ad | White Gum Valley Primary School | 1802 | ACTIVE
MSA-DOES | PES3893 | Grease Trap: | Grease Trap: | fadaa8c7-d7e4-ed11-8847-0022489339ad | White Gum Valley Primary School | 1802 | ACTIVE
MSA-DOES | PES3894 | Pest Control | Pest Control | 68cea7c8-d7e4-ed11-8847-000d3acb5309 | White Gum Valley Primary School | 1802 | ACTIVE
MSA-DOES | PES3895 | Play Ground Equipment | Sport Court & Playground Equipment | 67cea7c8-d7e4-ed11-8847-000d3acb5309 | White Gum Valley Primary School | 1802 | ACTIVE
MSA-DOES | PES3896 | Residual Current Device / RCD | Residual Current Devices (RCD) | 73cea7c8-d7e4-ed11-8847-000d3acb5309 | White Gum Valley Primary School | 1802 | ACTIVE
MSA-DOES | PES3897 | Solar Panel | Solar Electric System | 6acea7c8-d7e4-ed11-8847-000d3acb5309 | White Gum Valley Primary School | 1802 | ACTIVE
MSA-DOES | PES3898 | Testing & Tagging | Testing & Tagging | dba9f4c6-d7e4-ed11-8847-002248117628 | White Gum Valley Primary School | 1802 | ACTIVE
MSA-DOES | PES4386 | Thermostatic Mixing Valve | Thermostatic Mixing Valve | 12dba8c7-d7e4-ed11-8847-0022489339ad | White Gum Valley Primary School | 1802 | ACTIVE
MSA-DOES | PES4414 | DEVICE REMOVED - Emergency Eye Wash | Emergency Eye Wash / Safety Shower | 6dcea7c8-d7e4-ed11-8847-000d3acb5309 | White Gum Valley Primary School | 1802 | INACTIVE
MSA-DOES | PES5164 | NO ASSETS ONSITE-External Lighting Pole - Inspection & Reporting (inc Photo) | Lighting Poles: External | 69cea7c8-d7e4-ed11-8847-000d3acb5309 | White Gum Valley Primary School | 1802 | INACTIVE
MSA-DOES | PES5576 | Tempering Valve | Tempering Valve | 74cea7c8-d7e4-ed11-8847-000d3acb5309 | White Gum Valley Primary School | 1802 | ACTIVE
MSA-DOES | PES5913 | Ga Appliance | Gas Appliance | 70cea7c8-d7e4-ed11-8847-000d3acb5309 | White Gum Valley Primary School | 1802 | ACTIVE
MSA-DOES | PES6467 | Hot Water System: Ga & Electric | Hot Water Unit: Gas & Electric | d8a9f4c6-d7e4-ed11-8847-002248117628 | White Gum Valley Primary School | 1802 | ACTIVE
MSA-DOES | PES6895 | Boiling/Chilled Water Unit | Drinking Water Unit: Boiling / Chilled | 57cea7c8-d7e4-ed11-8847-000d3acb5309 | White Gum Valley Primary School | 1802 | ACTIVE
MSA-DOES | PES3899 | Fall Protection System | Fall Protection System | 8cdcabc5-d7e4-ed11-8847-0022481170b3 | Willandra Primary School | 5206 | ACTIVE
MSA-DOES | PES3900 | Testing & Tagging | Testing & Tagging | dba9f4c6-d7e4-ed11-8847-002248117628 | Willandra Primary School | 5206 | ACTIVE
MSA-DOES | PES3901 | Emergency & Exit Lighting | Emergency & Exit Lighting | 54cea7c8-d7e4-ed11-8847-000d3acb5309 | Willandra Primary School | 5206 | ACTIVE
MSA-DOES | PES3902 | Air Conditioning: Evaporative Cooler | Air Conditioning: Evaporative Cooler | d3a9f4c6-d7e4-ed11-8847-002248117628 | Willandra Primary School | 5206 | ACTIVE
MSA-DOES | PES3903 | Ga Space Heating | Gas Space Heating | 8fdcabc5-d7e4-ed11-8847-0022481170b3 | Willandra Primary School | 5206 | ACTIVE
MSA-DOES | PES3904 | Gutter, Downpipe & Roof | Gutters, Downpipes & Roofs | f8daa8c7-d7e4-ed11-8847-0022489339ad | Willandra Primary School | 5206 | ACTIVE
MSA-DOES | PES3905 | Play Ground Equipment | Sport Court & Playground Equipment | 67cea7c8-d7e4-ed11-8847-000d3acb5309 | Willandra Primary School | 5206 | ACTIVE
MSA-DOES | PES3906 | Residual Current Device / RCD | Residual Current Devices (RCD) | 73cea7c8-d7e4-ed11-8847-000d3acb5309 | Willandra Primary School | 5206 | ACTIVE
MSA-DOES | PES3907 | INACTIVE AS PER MARIO RAPANARO REQUEST-Termite Inspection | Pest Control | 68cea7c8-d7e4-ed11-8847-000d3acb5309 | Willandra Primary School | 5206 | INACTIVE
MSA-DOES | PES3908 | Fire Extinguisher | Fire Extinguisher | 63cea7c8-d7e4-ed11-8847-000d3acb5309 | Willandra Primary School | 5206 | ACTIVE
MSA-DOES | PES3909 | Fire Hydrant | Fire Hydrant | f3daa8c7-d7e4-ed11-8847-0022489339ad | Willandra Primary School | 5206 | ACTIVE
MSA-DOES | PES3910 | Fire Blanket | Fire Blanket | f5daa8c7-d7e4-ed11-8847-0022489339ad | Willandra Primary School | 5206 | ACTIVE
MSA-DOES | PES4743 | Fire Hydrant | Fire Hydrant | f3daa8c7-d7e4-ed11-8847-0022489339ad | Willandra Primary School | 5206 | ACTIVE
MSA-DOES | PES4792 | Thermostatic Mixing Valve | Thermostatic Mixing Valve | 12dba8c7-d7e4-ed11-8847-0022489339ad | Willandra Primary School | 5206 | ACTIVE
MSA-DOES | PES4820 | Backflow Prevention Valve | Backflow Prevention Valve | e9daa8c7-d7e4-ed11-8847-0022489339ad | Willandra Primary School | 5206 | ACTIVE
MSA-DOES | PES5089 | Lighting Pole | Lighting Poles: External | 69cea7c8-d7e4-ed11-8847-000d3acb5309 | Willandra Primary School | 5206 | ACTIVE
MSA-DOES | PES5401 | Tempering Valve | Tempering Valve | 74cea7c8-d7e4-ed11-8847-000d3acb5309 | Willandra Primary School | 5206 | ACTIVE
MSA-DOES | PES5711 | INACTIVE NO ASSETS ONSITE-Ga Appliance - Inspection, Testing & Report | Gas Appliance | 70cea7c8-d7e4-ed11-8847-000d3acb5309 | Willandra Primary School | 5206 | INACTIVE
MSA-DOES | PES6565 | Boiling/Chilled Water Unit | Drinking Water Unit: Boiling / Chilled | 57cea7c8-d7e4-ed11-8847-000d3acb5309 | Willandra Primary School | 5206 | ACTIVE
MSA-DOES | PES6566 | Hot Water System: Ga & Electric | Hot Water Unit: Gas & Electric | d8a9f4c6-d7e4-ed11-8847-002248117628 | Willandra Primary School | 5206 | ACTIVE
MSA-DOES | PES6659 | Fire Hydrant | Fire Hydrant | f3daa8c7-d7e4-ed11-8847-0022489339ad | Willandra Primary School | 5206 | ACTIVE
MSA-DOES | PES3911 | Fall Protection System | Fall Protection System | 8cdcabc5-d7e4-ed11-8847-0022481170b3 | Willetton Primary School - incl Kingfisher PPS | 1813 | ACTIVE
MSA-DOES | PES3912 | Backflow Prevention Valve | Backflow Prevention Valve | e9daa8c7-d7e4-ed11-8847-0022489339ad | Willetton Primary School - incl Kingfisher PPS | 1813 | ACTIVE
MSA-DOES | PES3913 | Emergency & Exit Lighting | Emergency & Exit Lighting | 54cea7c8-d7e4-ed11-8847-000d3acb5309 | Willetton Primary School - incl Kingfisher PPS | 1813 | ACTIVE
MSA-DOES | PES3914 | Air Conditioning: Evaporative Cooler | Air Conditioning: Evaporative Cooler | d3a9f4c6-d7e4-ed11-8847-002248117628 | Willetton Primary School - incl Kingfisher PPS | 1813 | ACTIVE
MSA-DOES | PES3915 | Fire Extinguisher | Fire Extinguisher | 63cea7c8-d7e4-ed11-8847-000d3acb5309 | Willetton Primary School - incl Kingfisher PPS | 1813 | ACTIVE
MSA-DOES | PES3916 | Fire Blanket | Fire Blanket | f5daa8c7-d7e4-ed11-8847-0022489339ad | Willetton Primary School - incl Kingfisher PPS | 1813 | ACTIVE
MSA-DOES | PES3917 | Ga Space Heating | Gas Space Heating | 8fdcabc5-d7e4-ed11-8847-0022481170b3 | Willetton Primary School - incl Kingfisher PPS | 1813 | ACTIVE
MSA-DOES | PES3918 | Gutter, Downpipe & Roof | Gutters, Downpipes & Roofs | f8daa8c7-d7e4-ed11-8847-0022489339ad | Willetton Primary School - incl Kingfisher PPS | 1813 | ACTIVE
MSA-DOES | PES3919 | Play Ground Equipment | Sport Court & Playground Equipment | 67cea7c8-d7e4-ed11-8847-000d3acb5309 | Willetton Primary School - incl Kingfisher PPS | 1813 | ACTIVE
MSA-DOES | PES3920 | Residual Current Device / RCD | Residual Current Devices (RCD) | 73cea7c8-d7e4-ed11-8847-000d3acb5309 | Willetton Primary School - incl Kingfisher PPS | 1813 | ACTIVE
MSA-DOES | PES3921 | Testing & Tagging | Testing & Tagging | dba9f4c6-d7e4-ed11-8847-002248117628 | Willetton Primary School - incl Kingfisher PPS | 1813 | ACTIVE
MSA-DOES | PES4444 | Thermostatic Mixing Valve | Thermostatic Mixing Valve | 12dba8c7-d7e4-ed11-8847-0022489339ad | Willetton Primary School - incl Kingfisher PPS | 1813 | ACTIVE
MSA-DOES | PES5125 | Lighting Pole | Lighting Poles: External | 69cea7c8-d7e4-ed11-8847-000d3acb5309 | Willetton Primary School - incl Kingfisher PPS | 1813 | ACTIVE
MSA-DOES | PES5172 | ASSETS REMOVED -Emergency Eye Wash | Emergency Eye Wash / Safety Shower | 6dcea7c8-d7e4-ed11-8847-000d3acb5309 | Willetton Primary School - incl Kingfisher PPS | 1813 | INACTIVE
MSA-DOES | PES5200 | Tempering Valve | Tempering Valve | 74cea7c8-d7e4-ed11-8847-000d3acb5309 | Willetton Primary School - incl Kingfisher PPS | 1813 | ACTIVE
MSA-DOES | PES5936 | Ga Appliance | Gas Appliance | 70cea7c8-d7e4-ed11-8847-000d3acb5309 | Willetton Primary School - incl Kingfisher PPS | 1813 | ACTIVE
MSA-DOES | PES6535 | Hot Water System: Ga & Electric | Hot Water Unit: Gas & Electric | d8a9f4c6-d7e4-ed11-8847-002248117628 | Willetton Primary School - incl Kingfisher PPS | 1813 | ACTIVE
MSA-DOES | PES6935 | Boiling/Chilled Water Unit | Drinking Water Unit: Boiling / Chilled | 57cea7c8-d7e4-ed11-8847-000d3acb5309 | Willetton Primary School - incl Kingfisher PPS | 1813 | ACTIVE
MSA-DOES | PES6943 | Effluent System | Sewerage Pumping Station | 55cea7c8-d7e4-ed11-8847-000d3acb5309 | Willetton Primary School - incl Kingfisher PPS | 1813 | ACTIVE
MSA-DOES | PES3922 | Backflow Prevention Valve | Backflow Prevention Valve | e9daa8c7-d7e4-ed11-8847-0022489339ad | Willetton Senior High School | 1682 | ACTIVE
MSA-DOES | PES3923 | Testing & Tagging | Testing & Tagging | dba9f4c6-d7e4-ed11-8847-002248117628 | Willetton Senior High School | 1682 | ACTIVE
MSA-DOES | PES3924 | Emergency & Exit Lighting | Emergency & Exit Lighting | 54cea7c8-d7e4-ed11-8847-000d3acb5309 | Willetton Senior High School | 1682 | ACTIVE
MSA-DOES | PES3925 | Air Conditioning: Evaporative Cooler | Air Conditioning: Evaporative Cooler | d3a9f4c6-d7e4-ed11-8847-002248117628 | Willetton Senior High School | 1682 | ACTIVE
MSA-DOES | PES3926 | SERVICE NOT REQUIRED-Fire Break - Clearing & Report | Fire Break | 65cea7c8-d7e4-ed11-8847-000d3acb5309 | Willetton Senior High School | 1682 | INACTIVE
MSA-DOES | PES3927 | Fume Cupboard | Fume Cupboards | f7daa8c7-d7e4-ed11-8847-0022489339ad | Willetton Senior High School | 1682 | ACTIVE
MSA-DOES | PES3928 | Ga Space Heating | Gas Space Heating | 8fdcabc5-d7e4-ed11-8847-0022481170b3 | Willetton Senior High School | 1682 | ACTIVE
MSA-DOES | PES3929 | Gutter, Downpipe & Roof | Gutters, Downpipes & Roofs | f8daa8c7-d7e4-ed11-8847-0022489339ad | Willetton Senior High School | 1682 | ACTIVE
MSA-DOES | PES3930 | Grease Trap: | Grease Trap: | fadaa8c7-d7e4-ed11-8847-0022489339ad | Willetton Senior High School | 1682 | ACTIVE
MSA-DOES | PES3932 | Mobile Work Platform | Mobile Work Platforms | 07dba8c7-d7e4-ed11-8847-0022489339ad | Willetton Senior High School | 1682 | ACTIVE
MSA-DOES | PES3933 | Residual Current Device / RCD | Residual Current Devices (RCD) | 73cea7c8-d7e4-ed11-8847-000d3acb5309 | Willetton Senior High School | 1682 | ACTIVE
MSA-DOES | PES3934 | Solar Panel | Solar Electric System | 6acea7c8-d7e4-ed11-8847-000d3acb5309 | Willetton Senior High School | 1682 | ACTIVE
MSA-DOES | PES3935 | Pest Control | Pest Control | 68cea7c8-d7e4-ed11-8847-000d3acb5309 | Willetton Senior High School | 1682 | ACTIVE
MSA-DOES | PES3936 | Fire Extinguisher | Fire Extinguisher | 63cea7c8-d7e4-ed11-8847-000d3acb5309 | Willetton Senior High School | 1682 | ACTIVE
MSA-DOES | PES3937 | Fire Hydrant | Fire Hydrant | f3daa8c7-d7e4-ed11-8847-0022489339ad | Willetton Senior High School | 1682 | ACTIVE
MSA-DOES | PES3938 | INACTIVE NO ASSETS ON SITE-Fire Hose Reel - Inspection, Service & Report | Fire Hose Reel | f4daa8c7-d7e4-ed11-8847-0022489339ad | Willetton Senior High School | 1682 | INACTIVE
MSA-DOES | PES3939 | Fire Blanket | Fire Blanket | f5daa8c7-d7e4-ed11-8847-0022489339ad | Willetton Senior High School | 1682 | ACTIVE
MSA-DOES | PES4213 | Compressor: | Air Compressor | d1a9f4c6-d7e4-ed11-8847-002248117628 | Willetton Senior High School | 1682 | ACTIVE
MSA-DOES | PES4285 | Fall Protection System | Fall Protection System | 8cdcabc5-d7e4-ed11-8847-0022481170b3 | Willetton Senior High School | 1682 | ACTIVE
MSA-DOES | PES4303 | Design & Technology: Fixed Equipment | Design & Technology: Fixed Equipment | 53cea7c8-d7e4-ed11-8847-000d3acb5309 | Willetton Senior High School | 1682 | ACTIVE
MSA-DOES | PES4320 | Fire Pump: Diesel | Fire Pump: Diesel | 00dba8c7-d7e4-ed11-8847-0022489339ad | Willetton Senior High School | 1682 | ACTIVE
MSA-DOES | PES4388 | Fire Water Storage Tank | Fire Water Storage Tank | 60cea7c8-d7e4-ed11-8847-000d3acb5309 | Willetton Senior High School | 1682 | ACTIVE
MSA-DOES | PES4452 | Lift | Lift: Passenger | 5dcea7c8-d7e4-ed11-8847-000d3acb5309 | Willetton Senior High School | 1682 | ACTIVE
MSA-DOES | PES4515 | PAC: Retractable Seating | PAC: | ffdaa8c7-d7e4-ed11-8847-0022489339ad | Willetton Senior High School | 1682 | ACTIVE
MSA-DOES | PES4544 | PAC: Lighting System | PAC: | ffdaa8c7-d7e4-ed11-8847-0022489339ad | Willetton Senior High School | 1682 | ACTIVE
MSA-DOES | PES4594 | PAC: Curtain | PAC: | ffdaa8c7-d7e4-ed11-8847-0022489339ad | Willetton Senior High School | 1682 | ACTIVE
MSA-DOES | PES4623 | PAC: Audio System | PAC: | ffdaa8c7-d7e4-ed11-8847-0022489339ad | Willetton Senior High School | 1682 | ACTIVE
MSA-DOES | PES4652 | PAC: Lighting Grid / Bar | PAC: | ffdaa8c7-d7e4-ed11-8847-0022489339ad | Willetton Senior High School | 1682 | ACTIVE
MSA-DOES | PES4744 | Fire Hydrant | Fire Hydrant | f3daa8c7-d7e4-ed11-8847-0022489339ad | Willetton Senior High School | 1682 | ACTIVE
MSA-DOES | PES4831 | Emergency Eye Wash | Emergency Eye Wash / Safety Shower | 6dcea7c8-d7e4-ed11-8847-000d3acb5309 | Willetton Senior High School | 1682 | ACTIVE
MSA-DOES | PES4833 | Thermostatic Mixing Valve | Thermostatic Mixing Valve | 12dba8c7-d7e4-ed11-8847-0022489339ad | Willetton Senior High School | 1682 | ACTIVE
MSA-DOES | PES5165 | Lighting Pole | Lighting Poles: External | 69cea7c8-d7e4-ed11-8847-000d3acb5309 | Willetton Senior High School | 1682 | ACTIVE
MSA-DOES | PES5184 | Effluent System | Sewerage Pumping Station | 55cea7c8-d7e4-ed11-8847-000d3acb5309 | Willetton Senior High School | 1682 | ACTIVE
MSA-DOES | PES5245 | Extraction: Dust | Extraction System: Saw Dust | 61cea7c8-d7e4-ed11-8847-000d3acb5309 | Willetton Senior High School | 1682 | ACTIVE
MSA-DOES | PES5259 | Fire Hydrant Booster Connection | Fire Hydrant Booster Connection | 5fcea7c8-d7e4-ed11-8847-000d3acb5309 | Willetton Senior High School | 1682 | ACTIVE
MSA-DOES | PES5269 | INACTIVE ALMAGATED WITH PES4452-Lift 3 (Passenger) - Inspection, Service & Report | Lift: Passenger | 5dcea7c8-d7e4-ed11-8847-000d3acb5309 | Willetton Senior High School | 1682 | INACTIVE
MSA-DOES | PES5417 | Tempering Valve | Tempering Valve | 74cea7c8-d7e4-ed11-8847-000d3acb5309 | Willetton Senior High School | 1682 | ACTIVE
MSA-DOES | PES5460 | Fire Hydrant - Overhaul and Report | Fire Hydrant | f3daa8c7-d7e4-ed11-8847-0022489339ad | Willetton Senior High School | 1682 | ACTIVE
MSA-DOES | PES5608 | Ga Appliance | Gas Appliance | 70cea7c8-d7e4-ed11-8847-000d3acb5309 | Willetton Senior High School | 1682 | ACTIVE
MSA-DOES | PES5716 | Fire Alarm System / FIP | Fire Alarm System (FIP) | f1daa8c7-d7e4-ed11-8847-0022489339ad | Willetton Senior High School | 1682 | ACTIVE
MSA-DOES | PES5718 | Smoke & Heat Detector | Fire Detection: Smoke / Heat | 58cea7c8-d7e4-ed11-8847-000d3acb5309 | Willetton Senior High School | 1682 | ACTIVE
MSA-DOES | PES5962 | Paint / Clay Pit | Pit: | 72cea7c8-d7e4-ed11-8847-000d3acb5309 | Willetton Senior High School | 1682 | ACTIVE
MSA-DOES | PES5969 | Fire Pump: Diesel | Fire Pump: Diesel | 00dba8c7-d7e4-ed11-8847-0022489339ad | Willetton Senior High School | 1682 | ACTIVE
MSA-DOES | PES5995 | Dangerou Good Safety Storage Cabinet | Dangerous Goods Safety Storage Cabinets | eedaa8c7-d7e4-ed11-8847-0022489339ad | Willetton Senior High School | 1682 | ACTIVE
MSA-DOES | PES6001 | DUPLICATE PES6066 Ga - D&T Regulator & Flash Back Arrestor Outlet Point Leak Test, Inspect & Report | Gas Bullet Tanks: LPG Regulators | 10dba8c7-d7e4-ed11-8847-0022489339ad | Willetton Senior High School | 1682 | INACTIVE
MSA-DOES | PES6066 | Design & Technology: Reticulated Ga Welding System | Design & Technology: Reticulated Gas Welding System | 11dba8c7-d7e4-ed11-8847-0022489339ad | Willetton Senior High School | 1682 | ACTIVE
MSA-DOES | PES6545 | Hot Water System: Ga & Electric | Hot Water Unit: Gas & Electric | d8a9f4c6-d7e4-ed11-8847-002248117628 | Willetton Senior High School | 1682 | ACTIVE
MSA-DOES | PES6636 | Boiling/Chilled Water Unit | Drinking Water Unit: Boiling / Chilled | 57cea7c8-d7e4-ed11-8847-000d3acb5309 | Willetton Senior High School | 1682 | ACTIVE
MSA-DOES | PES6808 | Fan: Large Diameter | Fan: Large Diameter | 5acea7c8-d7e4-ed11-8847-000d3acb5309 | Willetton Senior High School | 1682 | ACTIVE
MSA-DOES | PES6978 | Lift: Monitoring Service | Lift: Passenger | 5dcea7c8-d7e4-ed11-8847-000d3acb5309 | Willetton Senior High School | 1682 | ACTIVE
MSA-DOES | PES7050 | Acces Equipment: Scissor Lift | Access Equipment: Scissor Lift | daa9f4c6-d7e4-ed11-8847-002248117628 | Willetton Senior High School | 1682 | ACTIVE
MSA-DOES | PES7144 | Air Conditioning: Package | Air Conditioning: Package | 85dcabc5-d7e4-ed11-8847-0022481170b3 | Willetton Senior High School | 1682 | ACTIVE
MSA-DOES | PES3940 | Fall Protection System | Fall Protection System | 8cdcabc5-d7e4-ed11-8847-0022481170b3 | Wilson Primary School | 2562 | ACTIVE
MSA-DOES | PES3941 | Testing & Tagging | Testing & Tagging | dba9f4c6-d7e4-ed11-8847-002248117628 | Wilson Primary School | 2562 | ACTIVE
MSA-DOES | PES3942 | Backflow Prevention Valve | Backflow Prevention Valve | e9daa8c7-d7e4-ed11-8847-0022489339ad | Wilson Primary School | 2562 | ACTIVE
MSA-DOES | PES3943 | Emergency & Exit Lighting | Emergency & Exit Lighting | 54cea7c8-d7e4-ed11-8847-000d3acb5309 | Wilson Primary School | 2562 | ACTIVE
MSA-DOES | PES3944 | Air Conditioning: Evaporative Cooler | Air Conditioning: Evaporative Cooler | d3a9f4c6-d7e4-ed11-8847-002248117628 | Wilson Primary School | 2562 | ACTIVE
MSA-DOES | PES3945 | Ga Space Heating | Gas Space Heating | 8fdcabc5-d7e4-ed11-8847-0022481170b3 | Wilson Primary School | 2562 | ACTIVE
MSA-DOES | PES3946 | Gutter, Downpipe & Roof | Gutters, Downpipes & Roofs | f8daa8c7-d7e4-ed11-8847-0022489339ad | Wilson Primary School | 2562 | ACTIVE
MSA-DOES | PES3947 | Play Ground Equipment | Sport Court & Playground Equipment | 67cea7c8-d7e4-ed11-8847-000d3acb5309 | Wilson Primary School | 2562 | ACTIVE
MSA-DOES | PES3948 | Residual Current Device / RCD | Residual Current Devices (RCD) | 73cea7c8-d7e4-ed11-8847-000d3acb5309 | Wilson Primary School | 2562 | ACTIVE
MSA-DOES | PES3949 | Pest Control | Pest Control | 68cea7c8-d7e4-ed11-8847-000d3acb5309 | Wilson Primary School | 2562 | ACTIVE
MSA-DOES | PES3950 | Fire Extinguisher | Fire Extinguisher | 63cea7c8-d7e4-ed11-8847-000d3acb5309 | Wilson Primary School | 2562 | ACTIVE
MSA-DOES | PES3951 | Fire Blanket | Fire Blanket | f5daa8c7-d7e4-ed11-8847-0022489339ad | Wilson Primary School | 2562 | ACTIVE
MSA-DOES | PES4195 | Solar Panel | Solar Electric System | 6acea7c8-d7e4-ed11-8847-000d3acb5309 | Wilson Primary School | 2562 | ACTIVE
MSA-DOES | PES4920 | Emergency Eye Wash | Emergency Eye Wash / Safety Shower | 6dcea7c8-d7e4-ed11-8847-000d3acb5309 | Wilson Primary School | 2562 | ACTIVE
MSA-DOES | PES4948 | Tempering Valve | Tempering Valve | 74cea7c8-d7e4-ed11-8847-000d3acb5309 | Wilson Primary School | 2562 | ACTIVE
MSA-DOES | PES4949 | Thermostatic Mixing Valve | Thermostatic Mixing Valve | 12dba8c7-d7e4-ed11-8847-0022489339ad | Wilson Primary School | 2562 | ACTIVE
MSA-DOES | PES5126 | Lighting Pole | Lighting Poles: External | 69cea7c8-d7e4-ed11-8847-000d3acb5309 | Wilson Primary School | 2562 | ACTIVE
MSA-DOES | PES5897 | Ga Appliance | Gas Appliance | 70cea7c8-d7e4-ed11-8847-000d3acb5309 | Wilson Primary School | 2562 | ACTIVE
MSA-DOES | PES6468 | Hot Water System: Ga & Electric | Hot Water Unit: Gas & Electric | d8a9f4c6-d7e4-ed11-8847-002248117628 | Wilson Primary School | 2562 | ACTIVE
MSA-DOES | PES6905 | Boiling/Chilled Water Unit | Drinking Water Unit: Boiling / Chilled | 57cea7c8-d7e4-ed11-8847-000d3acb5309 | Wilson Primary School | 2562 | ACTIVE
MSA-DOES | PES5411 | COVERED UNDER PS PES3958 - Gutter, Downpipe & Roof | Gutters, Downpipes & Roofs | f8daa8c7-d7e4-ed11-8847-0022489339ad | Winterfold Pre Primary School | 1585 | INACTIVE
MSA-DOES | PES3952 | Fall Protection System | Fall Protection System | 8cdcabc5-d7e4-ed11-8847-0022481170b3 | Winterfold Primary School | 1695 | ACTIVE
MSA-DOES | PES3953 | Emergency & Exit Lighting | Emergency & Exit Lighting | 54cea7c8-d7e4-ed11-8847-000d3acb5309 | Winterfold Primary School | 1695 | ACTIVE
MSA-DOES | PES3954 | Air Conditioning: Evaporative Cooler | Air Conditioning: Evaporative Cooler | d3a9f4c6-d7e4-ed11-8847-002248117628 | Winterfold Primary School | 1695 | ACTIVE
MSA-DOES | PES3955 | Fire Extinguisher | Fire Extinguisher | 63cea7c8-d7e4-ed11-8847-000d3acb5309 | Winterfold Primary School | 1695 | ACTIVE
MSA-DOES | PES3956 | Fire Blanket | Fire Blanket | f5daa8c7-d7e4-ed11-8847-0022489339ad | Winterfold Primary School | 1695 | ACTIVE
MSA-DOES | PES3957 | Ga Space Heating | Gas Space Heating | 8fdcabc5-d7e4-ed11-8847-0022481170b3 | Winterfold Primary School | 1695 | ACTIVE
MSA-DOES | PES3958 | Gutter, Downpipe & Roof | Gutters, Downpipes & Roofs | f8daa8c7-d7e4-ed11-8847-0022489339ad | Winterfold Primary School | 1695 | ACTIVE
MSA-DOES | PES3959 | Pest Control | Pest Control | 68cea7c8-d7e4-ed11-8847-000d3acb5309 | Winterfold Primary School | 1695 | ACTIVE
MSA-DOES | PES3960 | Play Ground Equipment | Sport Court & Playground Equipment | 67cea7c8-d7e4-ed11-8847-000d3acb5309 | Winterfold Primary School | 1695 | ACTIVE
MSA-DOES | PES3961 | Residual Current Device / RCD | Residual Current Devices (RCD) | 73cea7c8-d7e4-ed11-8847-000d3acb5309 | Winterfold Primary School | 1695 | ACTIVE
MSA-DOES | PES3962 | Testing & Tagging | Testing & Tagging | dba9f4c6-d7e4-ed11-8847-002248117628 | Winterfold Primary School | 1695 | ACTIVE
MSA-DOES | PES4793 | Thermostatic Mixing Valve | Thermostatic Mixing Valve | 12dba8c7-d7e4-ed11-8847-0022489339ad | Winterfold Primary School | 1695 | ACTIVE
MSA-DOES | PES5166 | INACTIVE NO ASSETS ONSITE-External Lighting Pole - Inspection & Reporting (inc Photo) | Lighting Poles: External | 69cea7c8-d7e4-ed11-8847-000d3acb5309 | Winterfold Primary School | 1695 | INACTIVE
MSA-DOES | PES5380 | Tempering Valve | Tempering Valve | 74cea7c8-d7e4-ed11-8847-000d3acb5309 | Winterfold Primary School | 1695 | ACTIVE
MSA-DOES | PES5712 | Ga Appliance | Gas Appliance | 70cea7c8-d7e4-ed11-8847-000d3acb5309 | Winterfold Primary School | 1695 | ACTIVE
MSA-DOES | PES6074 | Backflow Prevention Valve | Backflow Prevention Valve | e9daa8c7-d7e4-ed11-8847-0022489339ad | Winterfold Primary School | 1695 | ACTIVE
MSA-DOES | PES6496 | Hot Water System: Ga & Electric | Hot Water Unit: Gas & Electric | d8a9f4c6-d7e4-ed11-8847-002248117628 | Winterfold Primary School | 1695 | ACTIVE
MSA-DOES | PES6606 | Boiling/Chilled Water Unit | Drinking Water Unit: Boiling / Chilled | 57cea7c8-d7e4-ed11-8847-000d3acb5309 | Winterfold Primary School | 1695 | ACTIVE
MSA-DOES | PES3963 | Fall Protection System | Fall Protection System | 8cdcabc5-d7e4-ed11-8847-0022481170b3 | Winthrop Primary School | 4952 | ACTIVE
MSA-DOES | PES3964 | Backflow Prevention Valve | Backflow Prevention Valve | e9daa8c7-d7e4-ed11-8847-0022489339ad | Winthrop Primary School | 4952 | ACTIVE
MSA-DOES | PES3965 | Emergency & Exit Lighting | Emergency & Exit Lighting | 54cea7c8-d7e4-ed11-8847-000d3acb5309 | Winthrop Primary School | 4952 | ACTIVE
MSA-DOES | PES3966 | Air Conditioning: Evaporative Cooler | Air Conditioning: Evaporative Cooler | d3a9f4c6-d7e4-ed11-8847-002248117628 | Winthrop Primary School | 4952 | ACTIVE
MSA-DOES | PES3967 | Fire Extinguisher | Fire Extinguisher | 63cea7c8-d7e4-ed11-8847-000d3acb5309 | Winthrop Primary School | 4952 | ACTIVE
MSA-DOES | PES3968 | Fire Hydrant | Fire Hydrant | f3daa8c7-d7e4-ed11-8847-0022489339ad | Winthrop Primary School | 4952 | ACTIVE
MSA-DOES | PES3969 | Fire Blanket | Fire Blanket | f5daa8c7-d7e4-ed11-8847-0022489339ad | Winthrop Primary School | 4952 | ACTIVE
MSA-DOES | PES3970 | Ga Space Heating | Gas Space Heating | 8fdcabc5-d7e4-ed11-8847-0022481170b3 | Winthrop Primary School | 4952 | ACTIVE
MSA-DOES | PES3971 | Gutter, Downpipe & Roof | Gutters, Downpipes & Roofs | f8daa8c7-d7e4-ed11-8847-0022489339ad | Winthrop Primary School | 4952 | ACTIVE
MSA-DOES | PES3972 | INACTIVE AS PER MARIO RAPANARO REQUEST-Termite Inspection | Pest Control | 68cea7c8-d7e4-ed11-8847-000d3acb5309 | Winthrop Primary School | 4952 | INACTIVE
MSA-DOES | PES3973 | Play Ground Equipment Inc. Nature Play | Sport Court & Playground Equipment inc Natureplay | 92dcabc5-d7e4-ed11-8847-0022481170b3 | Winthrop Primary School | 4952 | ACTIVE
MSA-DOES | PES3974 | Residual Current Device / RCD | Residual Current Devices (RCD) | 73cea7c8-d7e4-ed11-8847-000d3acb5309 | Winthrop Primary School | 4952 | ACTIVE
MSA-DOES | PES3975 | Testing & Tagging | Testing & Tagging | dba9f4c6-d7e4-ed11-8847-002248117628 | Winthrop Primary School | 4952 | ACTIVE
MSA-DOES | PES4196 | Solar Panel | Solar Electric System | 6acea7c8-d7e4-ed11-8847-000d3acb5309 | Winthrop Primary School | 4952 | ACTIVE
MSA-DOES | PES4745 | Fire Hydrant | Fire Hydrant | f3daa8c7-d7e4-ed11-8847-0022489339ad | Winthrop Primary School | 4952 | ACTIVE
MSA-DOES | PES5167 | Lighting Pole | Lighting Poles: External | 69cea7c8-d7e4-ed11-8847-000d3acb5309 | Winthrop Primary School | 4952 | ACTIVE
MSA-DOES | PES5333 | Thermostatic Mixing Valve | Thermostatic Mixing Valve | 12dba8c7-d7e4-ed11-8847-0022489339ad | Winthrop Primary School | 4952 | ACTIVE
MSA-DOES | PES5433 | Fire Hydrant | Fire Hydrant | f3daa8c7-d7e4-ed11-8847-0022489339ad | Winthrop Primary School | 4952 | ACTIVE
MSA-DOES | PES5658 | INACTIVE NO ASSETS ONSITE-Ga Appliance - Inspection, Testing & Report | Gas Appliance | 70cea7c8-d7e4-ed11-8847-000d3acb5309 | Winthrop Primary School | 4952 | INACTIVE
MSA-DOES | PES5738 | Tempering Valve | Tempering Valve | 74cea7c8-d7e4-ed11-8847-000d3acb5309 | Winthrop Primary School | 4952 | ACTIVE
MSA-DOES | PES5799 | Irrigation: Bore | Irrigation: Bore | 8ddcabc5-d7e4-ed11-8847-0022481170b3 | Winthrop Primary School | 4952 | ACTIVE
MSA-DOES | PES6368 | Boiling/Chilled Water Unit | Drinking Water Unit: Boiling / Chilled | 57cea7c8-d7e4-ed11-8847-000d3acb5309 | Winthrop Primary School | 4952 | ACTIVE
MSA-DOES | PES6369 | Hot Water System: Ga & Electric | Hot Water Unit: Gas & Electric | d8a9f4c6-d7e4-ed11-8847-002248117628 | Winthrop Primary School | 4952 | ACTIVE
MSA-DOES | PES3976 | SITE NO LONGER OCCUPIED BY DOE-Gutter - Inspection & Cleaning | Gutters, Downpipes & Roofs | f8daa8c7-d7e4-ed11-8847-0022489339ad | Wirrabirra Off Site Pre Primary | 2444 | INACTIVE
MSA-DOES | PES4286 | SITE NO LONGER OCCUPIED BY DOE-Fall Protection System - Inspection, Test & Re-Certification | Fall Protection System | 8cdcabc5-d7e4-ed11-8847-0022481170b3 | Wirrabirra Off Site Pre Primary | 2444 | INACTIVE
MSA-DOES | PES3977 | Fall Protection System | Fall Protection System | 8cdcabc5-d7e4-ed11-8847-0022481170b3 | Wirrabirra Primary School | 2568 | ACTIVE
MSA-DOES | PES3978 | Testing & Tagging | Testing & Tagging | dba9f4c6-d7e4-ed11-8847-002248117628 | Wirrabirra Primary School | 2568 | ACTIVE
MSA-DOES | PES3979 | Backflow Prevention Valve | Backflow Prevention Valve | e9daa8c7-d7e4-ed11-8847-0022489339ad | Wirrabirra Primary School | 2568 | ACTIVE
MSA-DOES | PES3980 | Emergency & Exit Lighting | Emergency & Exit Lighting | 54cea7c8-d7e4-ed11-8847-000d3acb5309 | Wirrabirra Primary School | 2568 | ACTIVE
MSA-DOES | PES3981 | Air Conditioning: Evaporative Cooler | Air Conditioning: Evaporative Cooler | d3a9f4c6-d7e4-ed11-8847-002248117628 | Wirrabirra Primary School | 2568 | ACTIVE
MSA-DOES | PES3982 | Ga Space Heating | Gas Space Heating | 8fdcabc5-d7e4-ed11-8847-0022481170b3 | Wirrabirra Primary School | 2568 | ACTIVE
MSA-DOES | PES3983 | Gutter, Downpipe & Roof | Gutters, Downpipes & Roofs | f8daa8c7-d7e4-ed11-8847-0022489339ad | Wirrabirra Primary School | 2568 | ACTIVE
MSA-DOES | PES3984 | Pest Control | Pest Control | 68cea7c8-d7e4-ed11-8847-000d3acb5309 | Wirrabirra Primary School | 2568 | ACTIVE
MSA-DOES | PES3985 | Play Ground Equipment Inc. Nature Play | Sport Court & Playground Equipment inc Natureplay | 92dcabc5-d7e4-ed11-8847-0022481170b3 | Wirrabirra Primary School | 2568 | ACTIVE
MSA-DOES | PES3986 | Residual Current Device / RCD | Residual Current Devices (RCD) | 73cea7c8-d7e4-ed11-8847-000d3acb5309 | Wirrabirra Primary School | 2568 | ACTIVE
MSA-DOES | PES3987 | Pest Control | Pest Control | 68cea7c8-d7e4-ed11-8847-000d3acb5309 | Wirrabirra Primary School | 2568 | ACTIVE
MSA-DOES | PES3988 | Fire Extinguisher | Fire Extinguisher | 63cea7c8-d7e4-ed11-8847-000d3acb5309 | Wirrabirra Primary School | 2568 | ACTIVE
MSA-DOES | PES3989 | Fire Blanket | Fire Blanket | f5daa8c7-d7e4-ed11-8847-0022489339ad | Wirrabirra Primary School | 2568 | ACTIVE
MSA-DOES | PES4197 | Solar Panel | Solar Electric System | 6acea7c8-d7e4-ed11-8847-000d3acb5309 | Wirrabirra Primary School | 2568 | ACTIVE
MSA-DOES | PES4363 | Thermostatic Mixing Valve | Thermostatic Mixing Valve | 12dba8c7-d7e4-ed11-8847-0022489339ad | Wirrabirra Primary School | 2568 | ACTIVE
MSA-DOES | PES4886 | Emergency Eye Wash | Emergency Eye Wash / Safety Shower | 6dcea7c8-d7e4-ed11-8847-000d3acb5309 | Wirrabirra Primary School | 2568 | ACTIVE
MSA-DOES | PES5127 | Lighting Pole | Lighting Poles: External | 69cea7c8-d7e4-ed11-8847-000d3acb5309 | Wirrabirra Primary School | 2568 | ACTIVE
MSA-DOES | PES5501 | Effluent System | Sewerage Pumping Station | 55cea7c8-d7e4-ed11-8847-000d3acb5309 | Wirrabirra Primary School | 2568 | ACTIVE
MSA-DOES | PES5502 | Tempering Valve | Tempering Valve | 74cea7c8-d7e4-ed11-8847-000d3acb5309 | Wirrabirra Primary School | 2568 | ACTIVE
MSA-DOES | PES5862 | Ga Appliance | Gas Appliance | 70cea7c8-d7e4-ed11-8847-000d3acb5309 | Wirrabirra Primary School | 2568 | ACTIVE
MSA-DOES | PES6353 | Hot Water System: Ga & Electric | Hot Water Unit: Gas & Electric | d8a9f4c6-d7e4-ed11-8847-002248117628 | Wirrabirra Primary School | 2568 | ACTIVE
MSA-DOES | PES6788 | Boiling/Chilled Water Unit | Drinking Water Unit: Boiling / Chilled | 57cea7c8-d7e4-ed11-8847-000d3acb5309 | Wirrabirra Primary School | 2568 | ACTIVE
MSA-DOES | PES5734 | Play Ground Equipment | Sport Court & Playground Equipment | 67cea7c8-d7e4-ed11-8847-000d3acb5309 | Woodland Grove Primary School | 9698 | ACTIVE
MSA-DOES | PES3990 | Fall Protection System | Fall Protection System | 8cdcabc5-d7e4-ed11-8847-0022481170b3 | Woodlupine Primary School | 2595 | ACTIVE
MSA-DOES | PES3991 | Testing & Tagging | Testing & Tagging | dba9f4c6-d7e4-ed11-8847-002248117628 | Woodlupine Primary School | 2595 | ACTIVE
MSA-DOES | PES3992 | Backflow Prevention Valve | Backflow Prevention Valve | e9daa8c7-d7e4-ed11-8847-0022489339ad | Woodlupine Primary School | 2595 | ACTIVE
MSA-DOES | PES3993 | Emergency & Exit Lighting | Emergency & Exit Lighting | 54cea7c8-d7e4-ed11-8847-000d3acb5309 | Woodlupine Primary School | 2595 | ACTIVE
MSA-DOES | PES3994 | Air Conditioning: Evaporative Cooler | Air Conditioning: Evaporative Cooler | d3a9f4c6-d7e4-ed11-8847-002248117628 | Woodlupine Primary School | 2595 | ACTIVE
MSA-DOES | PES3995 | Ga Space Heating | Gas Space Heating | 8fdcabc5-d7e4-ed11-8847-0022481170b3 | Woodlupine Primary School | 2595 | ACTIVE
MSA-DOES | PES3996 | Gutter, Downpipe & Roof | Gutters, Downpipes & Roofs | f8daa8c7-d7e4-ed11-8847-0022489339ad | Woodlupine Primary School | 2595 | ACTIVE
MSA-DOES | PES3997 | INACTIVE-Irrigation - Bore Inspection and Flow Test | Irrigation: Bore | 8ddcabc5-d7e4-ed11-8847-0022481170b3 | Woodlupine Primary School | 2595 | INACTIVE
MSA-DOES | PES3998 | Play Ground Equipment | Sport Court & Playground Equipment | 67cea7c8-d7e4-ed11-8847-000d3acb5309 | Woodlupine Primary School | 2595 | ACTIVE
MSA-DOES | PES3999 | Residual Current Device / RCD | Residual Current Devices (RCD) | 73cea7c8-d7e4-ed11-8847-000d3acb5309 | Woodlupine Primary School | 2595 | ACTIVE
MSA-DOES | PES4000 | Pest Control | Pest Control | 68cea7c8-d7e4-ed11-8847-000d3acb5309 | Woodlupine Primary School | 2595 | ACTIVE
MSA-DOES | PES4001 | Fire Extinguisher | Fire Extinguisher | 63cea7c8-d7e4-ed11-8847-000d3acb5309 | Woodlupine Primary School | 2595 | ACTIVE
MSA-DOES | PES4002 | Fire Hydrant | Fire Hydrant | f3daa8c7-d7e4-ed11-8847-0022489339ad | Woodlupine Primary School | 2595 | ACTIVE
MSA-DOES | PES4003 | Fire Blanket | Fire Blanket | f5daa8c7-d7e4-ed11-8847-0022489339ad | Woodlupine Primary School | 2595 | ACTIVE
MSA-DOES | PES4198 | Solar Panel | Solar Electric System | 6acea7c8-d7e4-ed11-8847-000d3acb5309 | Woodlupine Primary School | 2595 | ACTIVE
MSA-DOES | PES4396 | Thermostatic Mixing Valve | Thermostatic Mixing Valve | 12dba8c7-d7e4-ed11-8847-0022489339ad | Woodlupine Primary School | 2595 | ACTIVE
MSA-DOES | PES4746 | Fire Hydrant | Fire Hydrant | f3daa8c7-d7e4-ed11-8847-0022489339ad | Woodlupine Primary School | 2595 | ACTIVE
MSA-DOES | PES4936 | Emergency Eye Wash | Emergency Eye Wash / Safety Shower | 6dcea7c8-d7e4-ed11-8847-000d3acb5309 | Woodlupine Primary School | 2595 | ACTIVE
MSA-DOES | PES5128 | Lighting Pole | Lighting Poles: External | 69cea7c8-d7e4-ed11-8847-000d3acb5309 | Woodlupine Primary School | 2595 | ACTIVE
MSA-DOES | PES5889 | Ga Appliance | Gas Appliance | 70cea7c8-d7e4-ed11-8847-000d3acb5309 | Woodlupine Primary School | 2595 | ACTIVE
MSA-DOES | PES6469 | Hot Water System: Ga & Electric | Hot Water Unit: Gas & Electric | d8a9f4c6-d7e4-ed11-8847-002248117628 | Woodlupine Primary School | 2595 | ACTIVE
MSA-DOES | PES6910 | Tempering Valve | Tempering Valve | 74cea7c8-d7e4-ed11-8847-000d3acb5309 | Woodlupine Primary School | 2595 | ACTIVE
MSA-DOES | PES7162 | Boiling/Chilled Water Unit | Drinking Water Unit: Boiling / Chilled | 57cea7c8-d7e4-ed11-8847-000d3acb5309 | Woodlupine Primary School | 2595 | ACTIVE
MSA-DOES | PES4004 | Fall Protection System | Fall Protection System | 8cdcabc5-d7e4-ed11-8847-0022481170b3 | Yale Primary School | 2570 | ACTIVE
MSA-DOES | PES4005 | Testing & Tagging | Testing & Tagging | dba9f4c6-d7e4-ed11-8847-002248117628 | Yale Primary School | 2570 | ACTIVE
MSA-DOES | PES4006 | Backflow Prevention Valve | Backflow Prevention Valve | e9daa8c7-d7e4-ed11-8847-0022489339ad | Yale Primary School | 2570 | ACTIVE
MSA-DOES | PES4007 | Emergency & Exit Lighting | Emergency & Exit Lighting | 54cea7c8-d7e4-ed11-8847-000d3acb5309 | Yale Primary School | 2570 | ACTIVE
MSA-DOES | PES4008 | Air Conditioning: Evaporative Cooler | Air Conditioning: Evaporative Cooler | d3a9f4c6-d7e4-ed11-8847-002248117628 | Yale Primary School | 2570 | ACTIVE
MSA-DOES | PES4009 | Ga Space Heating | Gas Space Heating | 8fdcabc5-d7e4-ed11-8847-0022481170b3 | Yale Primary School | 2570 | ACTIVE
MSA-DOES | PES4010 | Gutter, Downpipe & Roof | Gutters, Downpipes & Roofs | f8daa8c7-d7e4-ed11-8847-0022489339ad | Yale Primary School | 2570 | ACTIVE
MSA-DOES | PES4011 | Play Ground Equipment | Sport Court & Playground Equipment | 67cea7c8-d7e4-ed11-8847-000d3acb5309 | Yale Primary School | 2570 | ACTIVE
MSA-DOES | PES4012 | Residual Current Device / RCD | Residual Current Devices (RCD) | 73cea7c8-d7e4-ed11-8847-000d3acb5309 | Yale Primary School | 2570 | ACTIVE
MSA-DOES | PES4013 | Pest Control | Pest Control | 68cea7c8-d7e4-ed11-8847-000d3acb5309 | Yale Primary School | 2570 | ACTIVE
MSA-DOES | PES4014 | Fire Extinguisher | Fire Extinguisher | 63cea7c8-d7e4-ed11-8847-000d3acb5309 | Yale Primary School | 2570 | ACTIVE
MSA-DOES | PES4015 | Fire Blanket | Fire Blanket | f5daa8c7-d7e4-ed11-8847-0022489339ad | Yale Primary School | 2570 | ACTIVE
MSA-DOES | PES4199 | Solar Panel | Solar Electric System | 6acea7c8-d7e4-ed11-8847-000d3acb5309 | Yale Primary School | 2570 | ACTIVE
MSA-DOES | PES4910 | Emergency Eye Wash | Emergency Eye Wash / Safety Shower | 6dcea7c8-d7e4-ed11-8847-000d3acb5309 | Yale Primary School | 2570 | ACTIVE
MSA-DOES | PES5044 | Lighting Pole | Lighting Poles: External | 69cea7c8-d7e4-ed11-8847-000d3acb5309 | Yale Primary School | 2570 | ACTIVE
MSA-DOES | PES5490 | Tempering Valve | Tempering Valve | 74cea7c8-d7e4-ed11-8847-000d3acb5309 | Yale Primary School | 2570 | ACTIVE
MSA-DOES | PES5491 | Thermostatic Mixing Valve | Thermostatic Mixing Valve | 12dba8c7-d7e4-ed11-8847-0022489339ad | Yale Primary School | 2570 | ACTIVE
MSA-DOES | PES5861 | Ga Appliance | Gas Appliance | 70cea7c8-d7e4-ed11-8847-000d3acb5309 | Yale Primary School | 2570 | ACTIVE
MSA-DOES | PES6354 | Hot Water System: Ga & Electric | Hot Water Unit: Gas & Electric | d8a9f4c6-d7e4-ed11-8847-002248117628 | Yale Primary School | 2570 | ACTIVE
MSA-DOES | PES6513 | Fire Hydrant | Fire Hydrant | f3daa8c7-d7e4-ed11-8847-0022489339ad | Yale Primary School | 2570 | ACTIVE
MSA-DOES | PES6514 | Fire Hydrant | Fire Hydrant | f3daa8c7-d7e4-ed11-8847-0022489339ad | Yale Primary School | 2570 | ACTIVE
MSA-DOES | PES6850 | Boiling/Chilled Water Unit | Drinking Water Unit: Boiling / Chilled | 57cea7c8-d7e4-ed11-8847-000d3acb5309 | Yale Primary School | 2570 | ACTIVE
MSA-DOES | PES7198 | Pump: Macerator | Under Sink Pump: Macerator | 6ccea7c8-d7e4-ed11-8847-000d3acb5309 | Yale Primary School | 2570 | ACTIVE
MSA-DOES | PES4016 | Fall Protection System | Fall Protection System | 8cdcabc5-d7e4-ed11-8847-0022481170b3 | Yangebup Primary School | 1839 | ACTIVE
MSA-DOES | PES4017 | Backflow Prevention Valve | Backflow Prevention Valve | e9daa8c7-d7e4-ed11-8847-0022489339ad | Yangebup Primary School | 1839 | ACTIVE
MSA-DOES | PES4018 | Emergency & Exit Lighting | Emergency & Exit Lighting | 54cea7c8-d7e4-ed11-8847-000d3acb5309 | Yangebup Primary School | 1839 | ACTIVE
MSA-DOES | PES4019 | Air Conditioning: Evaporative Cooler | Air Conditioning: Evaporative Cooler | d3a9f4c6-d7e4-ed11-8847-002248117628 | Yangebup Primary School | 1839 | ACTIVE
MSA-DOES | PES4020 | Fire Extinguisher | Fire Extinguisher | 63cea7c8-d7e4-ed11-8847-000d3acb5309 | Yangebup Primary School | 1839 | ACTIVE
MSA-DOES | PES4021 | Fire Blanket | Fire Blanket | f5daa8c7-d7e4-ed11-8847-0022489339ad | Yangebup Primary School | 1839 | ACTIVE
MSA-DOES | PES4022 | Ga Space Heating | Gas Space Heating | 8fdcabc5-d7e4-ed11-8847-0022481170b3 | Yangebup Primary School | 1839 | ACTIVE
MSA-DOES | PES4023 | Gutter, Downpipe & Roof | Gutters, Downpipes & Roofs | f8daa8c7-d7e4-ed11-8847-0022489339ad | Yangebup Primary School | 1839 | ACTIVE
MSA-DOES | PES4024 | Pest Control | Pest Control | 68cea7c8-d7e4-ed11-8847-000d3acb5309 | Yangebup Primary School | 1839 | ACTIVE
MSA-DOES | PES4025 | Play Ground Equipment | Sport Court & Playground Equipment | 67cea7c8-d7e4-ed11-8847-000d3acb5309 | Yangebup Primary School | 1839 | ACTIVE
MSA-DOES | PES4026 | Residual Current Device / RCD | Residual Current Devices (RCD) | 73cea7c8-d7e4-ed11-8847-000d3acb5309 | Yangebup Primary School | 1839 | ACTIVE
MSA-DOES | PES4027 | Solar Panel | Solar Electric System | 6acea7c8-d7e4-ed11-8847-000d3acb5309 | Yangebup Primary School | 1839 | ACTIVE
MSA-DOES | PES4028 | Testing & Tagging | Testing & Tagging | dba9f4c6-d7e4-ed11-8847-002248117628 | Yangebup Primary School | 1839 | ACTIVE
MSA-DOES | PES4029 | Thermostatic Mixing Valve | Thermostatic Mixing Valve | 12dba8c7-d7e4-ed11-8847-0022489339ad | Yangebup Primary School | 1839 | ACTIVE
MSA-DOES | PES4917 | Emergency Eye Wash | Emergency Eye Wash / Safety Shower | 6dcea7c8-d7e4-ed11-8847-000d3acb5309 | Yangebup Primary School | 1839 | ACTIVE
MSA-DOES | PES5168 | Lighting Pole | Lighting Poles: External | 69cea7c8-d7e4-ed11-8847-000d3acb5309 | Yangebup Primary School | 1839 | ACTIVE
MSA-DOES | PES5203 | Tempering Valve | Tempering Valve | 74cea7c8-d7e4-ed11-8847-000d3acb5309 | Yangebup Primary School | 1839 | ACTIVE
MSA-DOES | PES6253 | Hot Water System: Ga & Electric | Hot Water Unit: Gas & Electric | d8a9f4c6-d7e4-ed11-8847-002248117628 | Yangebup Primary School | 1839 | ACTIVE
MSA-DOES | PES6254 | Ga Appliance | Gas Appliance | 70cea7c8-d7e4-ed11-8847-000d3acb5309 | Yangebup Primary School | 1839 | ACTIVE
MSA-DOES | PES6868 | Boiling/Chilled Water Unit | Drinking Water Unit: Boiling / Chilled | 57cea7c8-d7e4-ed11-8847-000d3acb5309 | Yangebup Primary School | 1839 | ACTIVE
MSA-DOES | PES6381 | Fall Protection System | Fall Protection System | 8cdcabc5-d7e4-ed11-8847-0022481170b3 | Yarralinka Primary School | 10077 | ACTIVE
MSA-DOES | PES6382 | Fire Extinguisher | Fire Extinguisher | 63cea7c8-d7e4-ed11-8847-000d3acb5309 | Yarralinka Primary School | 10077 | ACTIVE
MSA-DOES | PES6383 | Fire Blanket | Fire Blanket | f5daa8c7-d7e4-ed11-8847-0022489339ad | Yarralinka Primary School | 10077 | ACTIVE
MSA-DOES | PES6422 | Testing & Tagging | Testing & Tagging | dba9f4c6-d7e4-ed11-8847-002248117628 | Yarralinka Primary School | 10077 | ACTIVE
MSA-DOES | PES6423 | Emergency & Exit Lighting | Emergency & Exit Lighting | 54cea7c8-d7e4-ed11-8847-000d3acb5309 | Yarralinka Primary School | 10077 | ACTIVE
MSA-DOES | PES6424 | Residual Current Device / RCD | Residual Current Devices (RCD) | 73cea7c8-d7e4-ed11-8847-000d3acb5309 | Yarralinka Primary School | 10077 | ACTIVE
MSA-DOES | PES6425 | Play Ground Equipment Inc. Nature Play | Sport Court & Playground Equipment inc Natureplay | 92dcabc5-d7e4-ed11-8847-0022481170b3 | Yarralinka Primary School | 10077 | ACTIVE
MSA-DOES | PES6426 | Hot Water System: Ga & Electric | Hot Water Unit: Gas & Electric | d8a9f4c6-d7e4-ed11-8847-002248117628 | Yarralinka Primary School | 10077 | ACTIVE
MSA-DOES | PES6437 | Gutter, Downpipe & Roof | Gutters, Downpipes & Roofs | f8daa8c7-d7e4-ed11-8847-0022489339ad | Yarralinka Primary School | 10077 | ACTIVE
MSA-DOES | PES6440 | Fall Protection System | Fall Protection System | 8cdcabc5-d7e4-ed11-8847-0022481170b3 | Yarralinka Primary School | 10077 | INACTIVE
MSA-DOES | PES6769 | Emergency Eye Wash | Emergency Eye Wash / Safety Shower | 6dcea7c8-d7e4-ed11-8847-000d3acb5309 | Yarralinka Primary School | 10077 | ACTIVE
MSA-DOES | PES6772 | Solar Panel | Solar Electric System | 6acea7c8-d7e4-ed11-8847-000d3acb5309 | Yarralinka Primary School | 10077 | ACTIVE
MSA-DOES | PES6773 | Backflow Prevention Valve | Backflow Prevention Valve | e9daa8c7-d7e4-ed11-8847-0022489339ad | Yarralinka Primary School | 10077 | ACTIVE
MSA-DOES | PES6774 | Thermostatic Mixing Valve | Thermostatic Mixing Valve | 12dba8c7-d7e4-ed11-8847-0022489339ad | Yarralinka Primary School | 10077 | ACTIVE
MSA-DOES | PES6775 | Fire Hydrant | Fire Hydrant | f3daa8c7-d7e4-ed11-8847-0022489339ad | Yarralinka Primary School | 10077 | ACTIVE
MSA-DOES | PES6884 | Boiling/Chilled Water Unit | Drinking Water Unit: Boiling / Chilled | 57cea7c8-d7e4-ed11-8847-000d3acb5309 | Yarralinka Primary School | 10077 | ACTIVE
MSA-DOES | PES6966 | Fire Hydrant | Fire Hydrant | f3daa8c7-d7e4-ed11-8847-0022489339ad | Yarralinka Primary School | 10077 | ACTIVE
MSA-DOES | PES7178 | Grease Trap: | Grease Trap: | fadaa8c7-d7e4-ed11-8847-0022489339ad | Yarralinka Primary School | 10077 | ACTIVE
MSA-DOES | PES4030 | INACTIVE NO ASSETS ONSITE-Packaged Air-Conditioning - Inspection, Report & Filter Cleaning | Air Conditioning: Package | 85dcabc5-d7e4-ed11-8847-0022481170b3 | Yule Brook College | 2486 | INACTIVE
MSA-DOES | PES4031 | Backflow Prevention Valve | Backflow Prevention Valve | e9daa8c7-d7e4-ed11-8847-0022489339ad | Yule Brook College | 2486 | ACTIVE
MSA-DOES | PES4032 | Emergency & Exit Lighting | Emergency & Exit Lighting | 54cea7c8-d7e4-ed11-8847-000d3acb5309 | Yule Brook College | 2486 | ACTIVE
MSA-DOES | PES4033 | Air Conditioning: Evaporative Cooler | Air Conditioning: Evaporative Cooler | d3a9f4c6-d7e4-ed11-8847-002248117628 | Yule Brook College | 2486 | ACTIVE
MSA-DOES | PES4034 | Fire Break | Fire Break | 65cea7c8-d7e4-ed11-8847-000d3acb5309 | Yule Brook College | 2486 | ACTIVE
MSA-DOES | PES4035 | Fire Extinguisher | Fire Extinguisher | 63cea7c8-d7e4-ed11-8847-000d3acb5309 | Yule Brook College | 2486 | ACTIVE
MSA-DOES | PES4036 | Fire Hydrant | Fire Hydrant | f3daa8c7-d7e4-ed11-8847-0022489339ad | Yule Brook College | 2486 | ACTIVE
MSA-DOES | PES4037 | Fire Hydrant Booster Connection | Fire Hydrant Booster Connection | 5fcea7c8-d7e4-ed11-8847-000d3acb5309 | Yule Brook College | 2486 | ACTIVE
MSA-DOES | PES4038 | Fire Hose Reel | Fire Hose Reel | f4daa8c7-d7e4-ed11-8847-0022489339ad | Yule Brook College | 2486 | ACTIVE
MSA-DOES | PES4039 | Fire Blanket | Fire Blanket | f5daa8c7-d7e4-ed11-8847-0022489339ad | Yule Brook College | 2486 | ACTIVE
MSA-DOES | PES4040 | Fixed Gym Equipment | Gym Equipment : Fixed | 5ecea7c8-d7e4-ed11-8847-000d3acb5309 | Yule Brook College | 2486 | ACTIVE
MSA-DOES | PES4041 | Fume Cupboard | Fume Cupboards | f7daa8c7-d7e4-ed11-8847-0022489339ad | Yule Brook College | 2486 | ACTIVE
MSA-DOES | PES4042 | Ga Space Heating | Gas Space Heating | 8fdcabc5-d7e4-ed11-8847-0022481170b3 | Yule Brook College | 2486 | ACTIVE
MSA-DOES | PES4043 | Gutter, Downpipe & Roof | Gutters, Downpipes & Roofs | f8daa8c7-d7e4-ed11-8847-0022489339ad | Yule Brook College | 2486 | ACTIVE
MSA-DOES | PES4044 | Design & Technology: Fixed Equipment | Design & Technology: Fixed Equipment | 53cea7c8-d7e4-ed11-8847-000d3acb5309 | Yule Brook College | 2486 | ACTIVE
MSA-DOES | PES4045 | Mobile Work Platform | Mobile Work Platforms | 07dba8c7-d7e4-ed11-8847-0022489339ad | Yule Brook College | 2486 | ACTIVE
MSA-DOES | PES4046 | Pest Control | Pest Control | 68cea7c8-d7e4-ed11-8847-000d3acb5309 | Yule Brook College | 2486 | ACTIVE
MSA-DOES | PES4047 | Residual Current Device / RCD | Residual Current Devices (RCD) | 73cea7c8-d7e4-ed11-8847-000d3acb5309 | Yule Brook College | 2486 | ACTIVE
MSA-DOES | PES4048 | Testing & Tagging | Testing & Tagging | dba9f4c6-d7e4-ed11-8847-002248117628 | Yule Brook College | 2486 | ACTIVE
MSA-DOES | PES4049 | Thermostatic Mixing Valve | Thermostatic Mixing Valve | 12dba8c7-d7e4-ed11-8847-0022489339ad | Yule Brook College | 2486 | ACTIVE
MSA-DOES | PES4050 | Fire Hydrant | Fire Hydrant | f3daa8c7-d7e4-ed11-8847-0022489339ad | Yule Brook College | 2486 | ACTIVE
MSA-DOES | PES4200 | Solar Panel | Solar Electric System | 6acea7c8-d7e4-ed11-8847-000d3acb5309 | Yule Brook College | 2486 | ACTIVE
MSA-DOES | PES4287 | Fall Protection System | Fall Protection System | 8cdcabc5-d7e4-ed11-8847-0022481170b3 | Yule Brook College | 2486 | ACTIVE
MSA-DOES | PES5246 | Extraction: Dust | Extraction System: Saw Dust | 61cea7c8-d7e4-ed11-8847-000d3acb5309 | Yule Brook College | 2486 | ACTIVE
MSA-DOES | PES5311 | Emergency Eye Wash | Emergency Eye Wash / Safety Shower | 6dcea7c8-d7e4-ed11-8847-000d3acb5309 | Yule Brook College | 2486 | ACTIVE
MSA-DOES | PES5312 | Tempering Valve | Tempering Valve | 74cea7c8-d7e4-ed11-8847-000d3acb5309 | Yule Brook College | 2486 | ACTIVE
MSA-DOES | PES5326 | Lighting Pole | Lighting Poles: External | 69cea7c8-d7e4-ed11-8847-000d3acb5309 | Yule Brook College | 2486 | ACTIVE
MSA-DOES | PES5638 | Ga Appliance | Gas Appliance | 70cea7c8-d7e4-ed11-8847-000d3acb5309 | Yule Brook College | 2486 | ACTIVE
MSA-DOES | PES6019 | Dangerou Good Safety Storage Cabinet | Dangerous Goods Safety Storage Cabinets | eedaa8c7-d7e4-ed11-8847-0022489339ad | Yule Brook College | 2486 | ACTIVE
MSA-DOES | PES6215 | Fire Hydrant | Fire Hydrant | f3daa8c7-d7e4-ed11-8847-0022489339ad | Yule Brook College | 2486 | ACTIVE
MSA-DOES | PES6216 | Fire Hydrant: Booster Connection | Fire Hydrant Booster Connection | 5fcea7c8-d7e4-ed11-8847-000d3acb5309 | Yule Brook College | 2486 | ACTIVE
MSA-DOES | PES6217 | Fire Hydrant : Hydrostatic | Fire Hydrant | f3daa8c7-d7e4-ed11-8847-0022489339ad | Yule Brook College | 2486 | ACTIVE
MSA-DOES | PES6333 | Boiling/Chilled Water Unit | Drinking Water Unit: Boiling / Chilled | 57cea7c8-d7e4-ed11-8847-000d3acb5309 | Yule Brook College | 2486 | ACTIVE
MSA-DOES | PES6598 | Air Conditioning: Split - SSEN:BE | Air Conditioning: Split | 86dcabc5-d7e4-ed11-8847-0022481170b3 | Yule Brook College | 2486 | ACTIVE
MSA-DOES | PES6625 | Hot Water System: Ga & Electric | Hot Water Unit: Gas & Electric | d8a9f4c6-d7e4-ed11-8847-002248117628 | Yule Brook College | 2486 | ACTIVE
MSA-DOES | PES6737 | Compressor: | Air Compressor | d1a9f4c6-d7e4-ed11-8847-002248117628 | Yule Brook College | 2486 | ACTIVE
MSA-DOES | PES7018 | Design & Technology: Reticulated Ga Welding System | Design & Technology: Reticulated Gas Welding System | 11dba8c7-d7e4-ed11-8847-0022489339ad | Yule Brook College | 2486 | ACTIVE
MSA-DOES | PES7204 | Emergency Eye Wash | Emergency Eye Wash / Safety Shower | 6dcea7c8-d7e4-ed11-8847-000d3acb5309 | Castlereagh School | 1851 | ACTIVE
MSA-DOES | PES7205 | Pump: Macerator | Under Sink Pump: Macerator | 6ccea7c8-d7e4-ed11-8847-000d3acb5309 | Comet Bay College | 7491 | ACTIVE
MSA-DOES | PES1743 | INACTIVE-Irrigation - Flow and Pressure Test - Inspection, Service and Report | Irrigation: | d7a9f4c6-d7e4-ed11-8847-002248117628 | Comet Bay Primary School | 7358 | INACTIVE
MSA-DOES | PES2266 | NO LONGER MANAGED BY PFM-Liquid Waste - G/T1 - Inspection, Service & Report | Pit: | 72cea7c8-d7e4-ed11-8847-000d3acb5309 | Hamilton Hill Senior High School | 1643 | INACTIVE
MSA-DOES | PES2417 | NO ASSETS ONSITE-Pressure Vessel - Inspection, Service & Report | Air Compressor | d1a9f4c6-d7e4-ed11-8847-002248117628 | John Tonkin College - Tindale Campu | 1684 | INACTIVE
MSA-DOES | PES7203 | Occupant Warning System / OWS | Fire Emergency Warning & Intercommunications Systems (EWIS) or (OWS) | f6daa8c7-d7e4-ed11-8847-0022489339ad | Mundijong Primary School | 2541 | ACTIVE
MSA-DOES | PES3144 | NO LONGER BY PFM AS OF 01/01/19-Liquid Waste - G/T1 - Inspection, Service & Report | Pit: | 72cea7c8-d7e4-ed11-8847-000d3acb5309 | Point Peron Education Department Camp | 1690 | INACTIVE